## Notes
Network Data For Western Power Network Opportunity Map 2024 (NOM24)
This workbook contains the forecast and capacity data required for the Western Power Network Opportunity Map (NOM2024) and should be read in conjunction with the report document.
www.westernpower.com.au/network-opportunity-map
Western Power’s Network Opportunity Map 2024 (NOM2024) is prepared and made available solely for information purposes. Whilst reasonable effort has been made to ensure the quality of the information in this publication, Western Power accepts no responsibility or liability for any loss or damage that may be incurred by a person acting in reliance on this information or assumptions drawn from it. This publication contains certain predictions, estimates, and statements that are made on various assumptions. The assumptions may or may not prove correct, and they may change over time. Anyone proposing to use the information in this publication should independently verify the accuracy, completeness, reliability, currency, and suitability for purpose, and obtain independent and specific advice from appropriate experts.
Western Power makes no representation or warranty, express or implied, as to the accuracy, reliability, completeness, currency, or suitability for purpose of the information, representations, or statements in this publication. Persons reading or utilising this document acknowledge that Western Power and their employees, agents and consultants are not liable (whether by reason of negligence or otherwise) for any statements, opinions, information or other matters (expressed or implied) arising out of, contained in or derived from, or for any omissions from, the information in this document, except insofar as liability under any Western Australian or Commonwealth statute cannot be excluded.
The information contained in the NOM2024 is subject to annual review. Western Power is obligated to publish future editions by 1 October each year, in accordance with the Electricity Network Access Code 2004 and changes made in September 2020.

## Zone Substation Utilisation
DISCLAIMER
It is important to note that the table below only presents the spare capacity and utilisation figures at zone substation level. Any connection assessment and associated reinforcement requirements will need to consider the availability of capacity at transmission network level in the wider load area and the localised distribution feeder network.
LEGEND
| Under utilised | below 40%
| Medium Utilised | 40% & <75%
| Moderately Highly Utilised | 75% & <95%
| Highly Utilised | 95% & <110%
| Over Utilised | 110% & <120%
| Significantly Over Utilised | above 120%
[7 empty] | Forecast Demand - PoE10 | [9 empty] | Forecast Demand - PoE50
Region | Terminal Substation | Zone Substation Name | Substation Abbrev'n | Capacity criteria | Existing substation capacity (MVA) | Mitigation | 2025 | 2026 | 2027 | 2028 | 2029 | 2030 | 2031 | 2032 | 2033 | 2034 | 2025 | 2026 | 2027 | 2028 | 2029 | 2030 | 2031 | 2032 | 2033 | 2034 | Voltage profile (kV) HV / LV |  | Estimated embedded PV (kW) | Customer connections (#) | Customer Category: Residential (%) | Customer Category: Small Commercial (%) | Customer Category: Large Commercial (%) | Generators (Y/N)
South | Muja | Albany | ALB | N-1 | 59.9012 | Proposed replacement of old transformers progressively with higher capacity | 99.95% | 99.8% | 101.4% | 104.7% | 107.2% | 108.4% | 109.2% | 111.1% | 115.7% | 121.4% | 92.51% | 92.44% | 94.1% | 97.39% | 99.92% | 101.1% | 102% | 104% | 108.5% | 114.1% | 132 | 22 | 21745.311 | 24722 | 83.5% | 14.25% | 2.249% | Y
Metro South | South Fremantle | Amherst | AMT | NCR | 84.5648 |  | 88.52% | 91.06% | 93.33% | 95.32% | 96.78% | 98.11% | 99.61% | 101.3% | 103.6% | 105.8% | 80.39% | 82.93% | 85.22% | 87.2% | 88.67% | 90% | 91.5% | 93.16% | 95.48% | 97.7% | 132 | 22 | 29733.99 | 23299 | 91.77% | 6.786% | 1.442% | N
Metro North | Northern Terminal | Arkana | A | NCR | 72.1616 |  | 83.07% | 83.95% | 84.81% | 86.51% | 88.22% | 89.95% | 91.69% | 93.44% | 96.06% | 98.68% | 74.58% | 75.47% | 76.33% | 78.02% | 79.74% | 81.47% | 83.22% | 84.98% | 87.6% | 90.23% | 132 | 22 | 22978.497 | 25211 | 93.92% | 5.073% | 1.007% | N
Metro South | South Fremantle | Australian Paper Mills | APM | NCR | 46.0119 |  | 70.52% | 71.06% | 72.02% | 73.51% | 75.1% | 76.61% | 78% | 79.33% | 81.39% | 83.49% | 64.5% | 65.04% | 66.02% | 67.52% | 69.13% | 70.66% | 72.06% | 73.4% | 75.47% | 77.59% | 66 | 22 | 16404.398 | 11562 | 85.76% | 11.61% | 2.638% | N
Metro North | Northern Terminal | Balcatta | BCT | NCR | 52.5565 |  | 39.19% | 39.33% | 39.44% | 39.66% | 39.9% | 40.16% | 40.44% | 40.71% | 41.14% | 41.57% | 31.74% | 31.87% | 31.97% | 32.19% | 32.42% | 32.68% | 32.95% | 33.22% | 33.65% | 34.08% | 132 | 22 | 8656.406 | 5045 | 83.89% | 12.67% | 3.449% | N
Metro North | Northern Terminal | Beechboro | BCH | NCR | 86.2795 |  | 90.59% | 91.8% | 93.02% | 94.95% | 96.92% | 98.9% | 100.9% | 102.8% | 105.4% | 107.9% | 80.42% | 81.65% | 82.89% | 84.85% | 86.84% | 88.86% | 90.87% | 92.83% | 95.41% | 97.93% | 132 | 22 | 47314.073 | 23473 | 93.11% | 5.274% | 1.615% | N
South | Muja | Beenup | BNP | N-1 | 13.6797 |  | 51.87% | 52.22% | 52.23% | 52.12% | 52.07% | 52.22% | 52.46% | 52.55% | 52.57% | 52.31% | 46.28% | 46.63% | 46.64% | 46.52% | 46.46% | 46.61% | 46.85% | 46.94% | 46.94% | 46.67% | 132 | 22 | 2634.38 | 2378 | 77% | 18.5% | 4.5% | N
Metro South | Cannington Terminal | Belmont | BEL | NCR | 72.3045 |  | 64.75% | 65.98% | 66.85% | 67.16% | 67.48% | 68.21% | 69.35% | 70.42% | 71.68% | 72.45% | 59.47% | 60.7% | 61.57% | 61.89% | 62.21% | 62.94% | 64.08% | 65.16% | 66.42% | 67.2% | 132 | 22 | 13261.986 | 13161 | 88.12% | 9.186% | 2.697% | N
Metro South | Southern Terminal | Bentley | BTY | NCR | 56.0145 |  | 79.75% | 80.09% | 80.78% | 81.9% | 82.98% | 83.91% | 84.71% | 85.52% | 87.01% | 88.61% | 73.16% | 73.5% | 74.19% | 75.31% | 76.39% | 77.32% | 78.12% | 78.93% | 80.42% | 82.01% | 132 | 22 | 11150.962 | 10135 | 87.95% | 9.729% | 2.319% | N
Metro South | South Fremantle | Bibra Lake | BIB | NCR | 55.4715 | Additional transformer (Scoping, estimated in service by FY2027). | 114.8% | 116.7% | 118.6% | 120.8% | 122.9% | 124.7% | 126.4% | 128.1% | 131% | 134.1% | 105.6% | 107.5% | 109.4% | 111.6% | 113.7% | 115.5% | 117.2% | 118.9% | 121.8% | 125% | 132 | 22 | 30088.139 | 18142 | 89.16% | 8.72% | 2.122% | N
East | Eastern Goldfields | Black Flag | BKF | N-1 | 27.55 | Additional transformer (Planning, estimated in service by FY2028). | 143.6% | 142.8% | 142% | 64.31% | 64.24% | 64.38% | 64.57% | 64.63% | 64.49% | 64.26% | 137% | 136.3% | 135.5% | 61.41% | 61.36% | 61.47% | 61.64% | 61.69% | 61.57% | 61.38% | 132 | 33 | 12 | 32 | 15.62% | 12.5% | 71.88% | N
South | Muja | Boddington | BOD | N-0 | 10 |  | 53.15% | 53.2% | 53.3% | 53.49% | 53.68% | 53.86% | 54.02% | 54.18% | 54.54% | 54.93% | 44.41% | 44.47% | 44.59% | 44.77% | 44.97% | 45.15% | 45.32% | 45.49% | 45.87% | 46.26% | 132 | 22 | 1817.001 | 1000 | 75.6% | 21.6% | 2.8% | N
East | Eastern Goldfields | Boulder | BLD | N-1 | 55.7859 |  | 74.75% | 74.82% | 74.94% | 75.06% | 75.17% | 75.26% | 75.33% | 75.39% | 75.44% | 75.49% | 55.23% | 55.3% | 55.42% | 55.55% | 55.67% | 55.75% | 55.82% | 55.88% | 55.93% | 55.98% | 132 | 33 | 35.9 | 155 | 9.677% | 47.74% | 42.58% | N
East | East Country | Bounty | BNY | N-0 | 27.2071 |  | 68.81% | 68.81% | 68.81% | 68.81% | 68.81% | 68.81% | 68.81% | 68.81% | 68.81% | 68.81% | 66.68% | 66.68% | 66.68% | 66.68% | 66.68% | 66.68% | 66.68% | 66.68% | 66.68% | 66.68% | 132 | 33 | 0 | 2 | 0% | 0% | 100% | N
South | Muja | Bridgetown | BTN | N-1 | 28.5788 | A large mining load was migrated to 132kV connection. | 41.88% | 41.47% | 41.58% | 42.26% | 42.86% | 43.09% | 43.12% | 43.31% | 44.21% | 45.35% | 41.43% | 41.02% | 41.14% | 41.82% | 42.42% | 42.66% | 42.68% | 42.88% | 43.78% | 44.92% | 132 | 22 | 6039.221 | 5279 | 76.08% | 21.33% | 2.595% | N
South | Bunbury | Bunbury Harbour | BUH | N-1 | 62.34 | Load transfer to PIC and potential non network solutions being explored (Scoping, estimated in service by FY2027). | 120.3% | 122% | 123.5% | 125.6% | 127.5% | 129.7% | 132.1% | 134.5% | 137.7% | 140.7% | 107.6% | 109.4% | 110.9% | 113% | 115.1% | 117.3% | 119.7% | 122.2% | 125.5% | 128.6% | 132 | 22 | 31828.938 | 24101 | 87.36% | 10.21% | 2.436% | N
South | Bunbury | Busselton | BSN | N-1 | 50.4893 | Additional transformer (Execution Phase, estimated in service by FY2026) | 121.5% | 74.04% | 74.59% | 75.71% | 76.84% | 77.97% | 79.11% | 80.27% | 81.94% | 83.61% | 105.1% | 64.3% | 64.98% | 66.19% | 67.4% | 68.64% | 69.93% | 71.24% | 73.02% | 74.75% | 132-66 | 22 | 35003.665 | 23045 | 86.85% | 10.92% | 2.235% | N
Metro South | Southern Terminal | Byford | BYF | NCR | 76.9628 | Additional trasnformer at WLN and cascaded load transfer (Execution Phase, estimated in service by FY2026). Potential New Zone Substation (Scoping Phase, estimated in service by FY2029). | 125.5% | 108.3% | 111.2% | 114.6% | 117.8% | 120.7% | 123.3% | 125.8% | 129.2% | 132.7% | 116.7% | 101% | 103.9% | 107.3% | 110.6% | 113.5% | 116.1% | 118.5% | 121.9% | 125.5% | 132 | 22 | 54623.799 | 25456 | 93.62% | 4.969% | 1.406% | N
Metro South | Southern Terminal | Canningvale | CVE | NCR | 92.5669 |  | 67.09% | 68.17% | 68.9% | 69.61% | 70.25% | 71.16% | 72.33% | 73.52% | 74.99% | 76.2% | 62.43% | 63.51% | 64.25% | 64.99% | 65.67% | 66.61% | 67.8% | 69.01% | 70.51% | 71.77% | 132 | 22 | 31242.425 | 17945 | 90.71% | 6.565% | 2.725% | N
South | Bunbury | Capel | CAP | N-1 | 43.2112 |  | 55.53% | 55.62% | 63.33% | 63.78% | 64.24% | 64.69% | 65.12% | 65.53% | 66.34% | 67.17% | 50.77% | 50.85% | 57.9% | 58.35% | 58.82% | 59.28% | 59.7% | 60.11% | 60.92% | 61.76% | 66 | 22 | 9284.751 | 4824 | 79.06% | 16.81% | 4.125% | N
East | East Country | Carrabin | CAR | N-0 | 5.2585 |  | 23.92% | 23.91% | 23.9% | 23.95% | 24.01% | 24.05% | 24.08% | 24.11% | 24.19% | 24.28% | 20.86% | 20.84% | 20.84% | 20.89% | 20.94% | 20.98% | 21.01% | 21.04% | 21.12% | 21.21% | 66 | 22 | 280.804 | 137 | 51.82% | 43.07% | 5.109% | N
North | North Country | Chapman | CPN | N-1 | 30.6556 |  | 51.16% | 51.36% | 51.56% | 52.17% | 52.77% | 53.38% | 53.99% | 54.6% | 55.61% | 56.62% | 45.21% | 45.42% | 45.63% | 46.25% | 46.88% | 47.5% | 48.12% | 48.75% | 49.77% | 50.81% | 132 | 11 | 8424.651 | 5389 | 87.16% | 11.38% | 1.466% | N
Metro South | Cannington Terminal | Clarence St | CL | NCR | 43.2684 |  | 76.02% | 76.49% | 77.02% | 77.9% | 78.77% | 79.58% | 80.32% | 81.02% | 82.35% | 83.69% | 67.3% | 67.76% | 68.29% | 69.18% | 70.05% | 70.86% | 71.61% | 72.32% | 73.64% | 74.98% | 66 | 11 | 7879.27 | 10199 | 84.61% | 13.12% | 2.275% | N
North | Neerabup Terminal | Clarkson | CKN | NCR | 55.7002 | Additional transformer (Execution, estimated in service by FY2026), which improves the substation capacity. | 132.5% | 92.55% | 94.03% | 96.6% | 99.11% | 101.2% | 103.1% | 104.9% | 107.9% | 111.3% | 112.5% | 78.69% | 80.18% | 82.77% | 85.3% | 87.44% | 89.28% | 91.16% | 94.16% | 97.51% | 132 | 22 | 39448.397 | 21339 | 94.95% | 3.496% | 1.551% | N
Metro South | Kwinana | Cockburn Cement | CC | NCR | 77.0485 |  | 67.26% | 68.01% | 68.73% | 69.51% | 70.3% | 71.14% | 72.05% | 72.95% | 74.22% | 75.42% | 61.48% | 62.24% | 62.96% | 63.74% | 64.53% | 65.38% | 66.29% | 67.2% | 68.47% | 69.67% | 132 | 22 | 27671.638 | 12491 | 93.18% | 4.779% | 2.041% | Y
South | Muja | Collie | CO | N-1 | 29.5315 |  | 59.41% | 58.75% | 58.56% | 59.26% | 60.01% | 60.33% | 60.23% | 60.13% | 60.76% | 61.82% | 53.19% | 52.53% | 52.36% | 53.07% | 53.82% | 54.15% | 54.07% | 53.99% | 54.63% | 55.7% | 66 | 22 | 6188.989 | 4689 | 86.54% | 10.6% | 2.858% | N
Metro South | Cannington Terminal | Collier | COL | NCR | 68.8178 |  | 81.63% | 81.82% | 82.13% | 82.79% | 83.47% | 84.07% | 84.6% | 85.1% | 86.18% | 87.31% | 64.03% | 64.23% | 64.54% | 65.21% | 65.89% | 66.49% | 67.02% | 67.53% | 68.62% | 69.76% | 66 | 11 | 17407.042 | 15116 | 92.12% | 6.596% | 1.283% | N
East Perth & CBD | East Perth | Cook St | CK | N-1 | 80.7066 |  | 92.08% | 50.83% | 51% | 51.19% | 51.38% | 51.57% | 51.76% | 51.95% | 52.29% | 52.63% | 82.6% | 45.61% | 45.79% | 45.98% | 46.17% | 46.36% | 46.55% | 46.74% | 47.08% | 47.42% | 132 | 11 | 8017.835 | 10799 | 67.25% | 25.61% | 7.14% | N
Metro North | Western Terminal | Cottesloe | CTE | NCR | 57.272 |  | 87.23% | 87.95% | 88.79% | 89.88% | 90.91% | 91.86% | 92.75% | 93.66% | 95.34% | 97.08% | 76.17% | 76.89% | 77.75% | 78.84% | 79.88% | 80.84% | 81.73% | 82.65% | 84.34% | 86.1% | 132 | 11 | 16395.919 | 14262 | 87.87% | 9.865% | 2.265% | N
East | East Country | Cunderdin | CUN | N-1 | 13.7178 |  | 73.6% | 73.88% | 73.92% | 74.1% | 74.35% | 74.69% | 75.05% | 75.34% | 75.87% | 76.31% | 66.73% | 67.01% | 67.04% | 67.2% | 67.43% | 67.77% | 68.12% | 68.4% | 68.91% | 69.34% | 66 | 22 | 2920.884 | 2592 | 61.23% | 34.88% | 3.897% | N
Metro North | Guildford Terminal | Darlington | D | NCR | 47.7267 |  | 52.51% | 52.83% | 53.16% | 53.78% | 54.4% | 55.01% | 55.6% | 56.19% | 57.26% | 58.35% | 46.79% | 47.12% | 47.46% | 48.08% | 48.71% | 49.32% | 49.93% | 50.54% | 51.61% | 52.7% | 132 | 22 | 13625.259 | 7136 | 93.57% | 5.213% | 1.219% | N
Metro South | South Fremantle | Edmund St | E | NCR | 43.2112 |  | 69.82% | 69.64% | 69.5% | 69.54% | 69.58% | 69.59% | 69.59% | 69.59% | 70.03% | 70.5% | 63.05% | 62.89% | 62.78% | 62.84% | 62.9% | 62.94% | 62.98% | 63.03% | 63.52% | 64.02% | 66 | 11 | 6618.952 | 8314 | 80.02% | 15.52% | 4.462% | N
North | North Country | Eneabba | ENB | N-1 | 27.3785 |  | 56.42% | 56.92% | 57.43% | 58.02% | 58.62% | 59.2% | 59.78% | 60.37% | 61.13% | 61.94% | 37.7% | 38.2% | 38.71% | 39.33% | 39.96% | 40.57% | 41.18% | 41.79% | 42.6% | 43.46% | 132 | 33 | 4572.147 | 3305 | 77.31% | 20.18% | 2.511% | N
Metro North | Guildford Terminal | Forrestfield | FFD | NCR | 79.6206 |  | 50.5% | 50.66% | 50.83% | 51.24% | 51.67% | 52.1% | 52.53% | 52.95% | 53.59% | 54.23% | 39.47% | 39.63% | 39.8% | 40.21% | 40.63% | 41.06% | 41.48% | 41.9% | 42.54% | 43.17% | 132 | 22 | 12072.994 | 6537 | 93.51% | 4.314% | 2.172% | N
North | North Country | Geraldton | GTN | N-1 | 64.7025 |  | 59.46% | 59.57% | 59.65% | 59.88% | 60.09% | 60.34% | 60.61% | 60.89% | 61.39% | 61.87% | 50.77% | 50.89% | 50.99% | 51.27% | 51.55% | 51.84% | 52.14% | 52.44% | 52.97% | 53.5% | 132 | 33 | 11387.929 | 7416 | 76.24% | 20.63% | 3.128% | Y
Metro South | Southern Terminal | Gosnells | G | NCR | 77.2486 |  | 91.77% | 93.43% | 94.77% | 96.54% | 98.31% | 100.4% | 102.7% | 105% | 107.9% | 110.4% | 87.15% | 88.84% | 90.22% | 92.03% | 93.83% | 95.92% | 98.28% | 100.6% | 103.5% | 106.1% | 132 | 22 | 40865.148 | 24878 | 93.99% | 4.868% | 1.146% | N
Metro North | Northern Terminal | Hadfield | H | NCR | 77.2486 |  | 73.66% | 74.27% | 74.63% | 75.3% | 76.02% | 76.96% | 78.04% | 79.07% | 80.41% | 81.53% | 69.43% | 70.04% | 70.42% | 71.09% | 71.83% | 72.78% | 73.88% | 74.92% | 76.27% | 77.41% | 132 | 22 | 25238.896 | 17283 | 85.53% | 11.39% | 3.078% | N
East Perth & CBD | East Perth | Hay St | HAY | N-1 | 142.8942 |  | 52.7% | 52.79% | 52.2% | 51.42% | 50.85% | 50.64% | 50.61% | 50.43% | 49.96% | 49.2% | 47.14% | 47.23% | 46.65% | 45.87% | 45.31% | 45.1% | 45.07% | 44.9% | 44.44% | 43.69% | 132 | 11 | 637.049 | 2639 | 64.57% | 19.89% | 15.54% | N
Metro North | Guildford Terminal | Hazelmere | HZM | NCR | 27.1499 | Mitigation planning in progress. | 101.3% | 101.6% | 102% | 102.9% | 103.8% | 104.6% | 105.4% | 106.2% | 107.6% | 109% | 91.12% | 91.44% | 91.88% | 92.79% | 93.67% | 94.51% | 95.35% | 96.24% | 97.63% | 99.02% | 132 | 22 | 13150.325 | 5074 | 93.81% | 4.651% | 1.537% | N
Metro North | Northern Terminal | Henley Brook | HBK | NCR | 54.4998 | Load transfer to Malaga by FY2025. Additional transformer (Execution, estimated in service by FY2026), which improves the substation capacity. | 99.21% | 69.97% | 72.11% | 74.99% | 77.9% | 80.56% | 82.92% | 85.18% | 88.06% | 91.1% | 86.52% | 61.26% | 63.42% | 66.3% | 69.23% | 71.89% | 74.25% | 76.51% | 79.4% | 82.44% | 132 | 22 | 46218.116 | 20294 | 96.27% | 2.823% | 0.9067% | N
East Perth & CBD | East Perth | Joel Terrace | JTE | N-1 | 74.8003 |  | 84.49% | 86.81% | 86.95% | 87.13% | 88.3% | 90.65% | 93.47% | 95.88% | 98.11% | 99.64% | 76.86% | 79.17% | 79.31% | 79.49% | 80.66% | 83.01% | 85.83% | 88.24% | 90.47% | 92% | 132 | 11 | 10767.226 | 19044 | 85.51% | 10.91% | 3.581% | N
North | Neerabup Terminal | Joondalup | JDP | NCR | 52.6708 |  | 99.04% | 99.59% | 100.2% | 101.5% | 102.9% | 104.2% | 105.5% | 106.8% | 108.8% | 110.8% | 88.27% | 88.89% | 89.54% | 90.9% | 92.25% | 93.61% | 94.97% | 96.36% | 98.39% | 100.4% | 132 | 22 | 23635.197 | 11285 | 90.91% | 7.24% | 1.852% | N
Metro North | Guildford Terminal | Kalamunda | K | NCR | 76.6484 |  | 54.94% | 55.53% | 55.85% | 56.72% | 57.95% | 59.28% | 60.47% | 61.51% | 63.01% | 64.58% | 50.9% | 51.49% | 51.82% | 52.69% | 53.93% | 55.26% | 56.46% | 57.51% | 59.02% | 60.59% | 132 | 22 | 22611.433 | 11265 | 91.09% | 7.279% | 1.633% | N
South | Muja | Katanning | KAT | N-1 | 19.5479 |  | 79.87% | 47.42% | 47.54% | 47.83% | 48.12% | 48.4% | 48.67% | 48.95% | 49.52% | 50.09% | 74.98% | 44.53% | 44.65% | 44.94% | 45.22% | 45.5% | 45.78% | 46.06% | 46.63% | 47.2% | 66 | 22 | 4196.577 | 5187 | 55.79% | 40.66% | 3.547% | N
East | East Country | Kellerberrin | KEL | N-1 | 5.9444 |  | 63.27% | 63.54% | 63.53% | 63.54% | 63.56% | 63.67% | 63.85% | 63.99% | 64.29% | 64.48% | 54.25% | 54.54% | 54.52% | 54.53% | 54.55% | 54.67% | 54.86% | 55% | 55.31% | 55.51% | 66 | 22 | 985.689 | 1010 | 57.82% | 38.02% | 4.158% | N
Metro South | Cannington Terminal | Kewdale | KDL | NCR | 55.8145 |  | 79.4% | 79.7% | 80.62% | 81.68% | 82.59% | 82.97% | 83.02% | 83.31% | 84.55% | 86.14% | 65.64% | 65.93% | 66.87% | 67.93% | 68.85% | 69.23% | 69.29% | 69.58% | 70.83% | 72.42% | 132 | 22 | 7074.88 | 4272 | 74.32% | 16.97% | 8.708% | N
South | Muja | Kojonup | KOJ | N-0 | 10 |  | 44.3% | 44.43% | 44.71% | 45.18% | 45.57% | 45.84% | 46.07% | 46.43% | 47.18% | 48.04% | 33.58% | 33.68% | 33.96% | 34.43% | 34.83% | 35.08% | 35.29% | 35.65% | 36.42% | 37.32% | 132 | 22 | 1183.906 | 1114 | 57.18% | 39.68% | 3.142% | N
East | East Country | Kondinin | KDN | N-1 | 28.5788 |  | 43.46% | 44.34% | 44.63% | 44.52% | 44.31% | 44.33% | 44.62% | 44.94% | 45.19% | 45.21% | 38.41% | 39.33% | 39.63% | 39.5% | 39.28% | 39.29% | 39.59% | 39.91% | 40.16% | 40.16% | 220 | 33 | 3938.29 | 3619 | 48.77% | 46.97% | 4.255% | N
North | Neerabup Terminal | Landsdale | LDE | NCR | 88.3086 | Additional transformer at WGA and load transfer (Scoping, estimated in service by FY2028). | 97.66% | 98.53% | 99.81% | 101.9% | 104% | 105.7% | 107.3% | 108.8% | 111.5% | 114.4% | 87.21% | 88.08% | 89.38% | 91.51% | 93.57% | 95.35% | 96.9% | 98.44% | 101.2% | 104.1% | 132 | 22 | 51134.65 | 25978 | 92.7% | 6.02% | 1.278% | N
Metro South | Southern Terminal | Maddington | MDN | NCR | 25.9782 | Additional transformer (Scoping, estimated in service by FY2027). | 116.5% | 117% | 118.3% | 121% | 123.6% | 125.6% | 127.1% | 128.5% | 131.6% | 135.3% | 105.4% | 105.9% | 107.2% | 109.9% | 112.6% | 114.7% | 116.1% | 117.5% | 120.6% | 124.4% | 132 | 22 | 16472.628 | 9043 | 86.87% | 10.79% | 2.333% | N
Metro North | Northern Terminal | Malaga | MLG | NCR | 80.9924 |  | 79.33% | 79.77% | 80.36% | 81.58% | 82.9% | 84.24% | 85.5% | 86.65% | 88.26% | 89.8% | 72.18% | 72.64% | 73.24% | 74.48% | 75.82% | 77.17% | 78.45% | 79.61% | 81.24% | 82.81% | 132 | 22 | 24341.6 | 13087 | 79.06% | 16.76% | 4.172% | N
Metro South | Mandurah | Mandurah | MH | NCR | 76.0197 | Load Transfer to Pinjarra by FY2025. Load Transfer to future Baldivis zone substation (Scoping, estimated in service by FY2028). | 93.89% | 96.12% | 98.05% | 100% | 102% | 104.3% | 106.7% | 109.1% | 112.2% | 115.1% | 87.09% | 89.31% | 91.25% | 93.22% | 95.24% | 97.49% | 99.91% | 102.3% | 105.4% | 108.3% | 132 | 22 | 49736.397 | 31390 | 93.46% | 5.393% | 1.147% | N
South | Muja | Manjimup | MJP | N-1 | 28.5788 |  | 61.82% | 60.88% | 60.4% | 60.72% | 61.19% | 61.27% | 60.9% | 60.49% | 60.75% | 61.46% | 53.8% | 52.85% | 52.37% | 52.69% | 53.16% | 53.24% | 52.87% | 52.45% | 52.71% | 53.41% | 132 | 22 | 4272.96 | 4212 | 74.26% | 19.47% | 6.268% | N
Metro North | Northern Terminal | Manning Street | MA | NCR | 42.8683 |  | 88.51% | 89.35% | 90.6% | 92.7% | 94.7% | 96.39% | 97.83% | 99.3% | 101.9% | 104.8% | 79.8% | 80.62% | 81.88% | 84.01% | 86.04% | 87.72% | 89.14% | 90.61% | 93.24% | 96.16% | 132 | 11 | 12174.749 | 13589 | 93.55% | 5.652% | 0.8021% | N
South | Bunbury | Margaret River | MR | N-1 | 36.8476 |  | 61.07% | 61.37% | 61.67% | 62.14% | 62.61% | 63.09% | 63.56% | 64.04% | 64.92% | 65.8% | 45.22% | 45.57% | 45.92% | 46.46% | 47.01% | 47.55% | 48.1% | 48.65% | 49.65% | 50.66% | 66 | 22 | 10606.298 | 7688 | 82.17% | 14.82% | 3.018% | N
South | Bunbury | Marriot Road | MRR | N-1 | 64.0547 |  | 86.47% | 87.21% | 87.35% | 87.56% | 87.96% | 88.6% | 89.31% | 89.86% | 90.36% | 90.64% | 73.04% | 73.79% | 73.93% | 74.14% | 74.54% | 75.19% | 75.91% | 76.46% | 76.96% | 77.25% | 132 | 22 | 12146.368 | 6246 | 86.34% | 10.05% | 3.602% | N
Metro South | Kwinana | Mason Rd | MSR | N-1 | 71.7138 |  | 78.05% | 78.25% | 78.45% | 78.66% | 78.89% | 79.14% | 79.4% | 79.67% | 79.94% | 80.21% | 61.07% | 61.32% | 61.57% | 61.83% | 62.11% | 62.42% | 62.74% | 63.07% | 63.4% | 63.73% | 132 | 22 | 1210.88 | 175 | 0% | 47.43% | 52.57% | N
Metro South | Mandurah | Meadow Springs | MSS | NCR | 86.3081 | Load Transfer to future Baldivis Zone substation (Scoping, estimated in service by FY2028). | 96.33% | 97.06% | 98.99% | 102.2% | 105.4% | 107.7% | 109.2% | 110.8% | 113.8% | 117.6% | 89.92% | 90.64% | 92.58% | 95.85% | 99.01% | 101.3% | 102.9% | 104.4% | 107.5% | 111.2% | 132 | 22 | 51967.536 | 26650 | 93.81% | 5.084% | 1.103% | N
Metro North | Western Terminal | Medical Centre | MCE | N-1 | 73.4667 |  | 73.4% | 74.19% | 74.61% | 74.6% | 74.51% | 74.74% | 75.34% | 75.97% | 76.54% | 76.73% | 68.51% | 69.29% | 69.72% | 69.71% | 69.62% | 69.85% | 70.46% | 71.09% | 71.66% | 71.86% | 66 | 11 | 7377.01 | 6557 | 84.28% | 13.27% | 2.455% | N
Metro South | Kwinana | Medina | MED | NCR | 83.6217 |  | 78.01% | 79.77% | 81.84% | 84.73% | 87.71% | 90.58% | 93.28% | 95.86% | 99.03% | 102.2% | 71.89% | 73.65% | 75.72% | 78.62% | 81.6% | 84.47% | 87.16% | 89.75% | 92.92% | 96.12% | 132 | 22 | 38168.37 | 19668 | 94.19% | 4.362% | 1.449% | N
East | East Country | Merredin | MER | N-1 | 12.5747 |  | 90.79% | 90.6% | 90.66% | 91.18% | 91.72% | 92.13% | 92.43% | 92.75% | 93.61% | 94.59% | 80.33% | 80.21% | 80.31% | 80.85% | 81.4% | 81.85% | 82.2% | 82.58% | 83.49% | 84.48% | 66 | 22 | 3878.888 | 3319 | 62.16% | 33.23% | 4.61% | N
Metro North | Guildford Terminal | Midland Junction | MJ | NCR | 94.0244 |  | 74.85% | 75.06% | 75.48% | 76.33% | 77.19% | 77.95% | 78.64% | 79.32% | 80.57% | 81.9% | 65.24% | 65.52% | 65.99% | 66.89% | 67.8% | 68.63% | 69.39% | 70.15% | 71.47% | 72.86% | 132 | 22 | 27102.855 | 18282 | 86.58% | 10.76% | 2.653% | N
East Perth & CBD | East Perth | Milligan St | MIL | N-1 | 134.4349 |  | 54.01% | 54.71% | 54.54% | 53.46% | 52.28% | 51.81% | 52.07% | 52.29% | 51.81% | 50.53% | 49.09% | 49.78% | 49.61% | 48.55% | 47.41% | 46.96% | 47.21% | 47.43% | 46.97% | 45.74% | 132 | 11 | 1234.477 | 2991 | 63.22% | 19.22% | 17.55% | N
North | North Country | Moora | MOR | N-1 | 16.3471 | Mitigation planning in progress. | 110.5% | 111.1% | 111.8% | 112.6% | 113.5% | 114.4% | 115.4% | 116.3% | 117.6% | 118.9% | 100.4% | 101% | 101.7% | 102.6% | 103.4% | 104.3% | 105.3% | 106.2% | 107.5% | 108.8% | 132 | 33 | 6151.513 | 4383 | 50.17% | 44.31% | 5.521% | N
Metro North | Northern Terminal | Morley | MO | NCR | 81.4849 |  | 77.97% | 78.11% | 78.92% | 80.99% | 83.22% | 84.91% | 85.94% | 86.8% | 88.68% | 91.06% | 71.39% | 71.54% | 72.37% | 74.5% | 76.77% | 78.49% | 79.54% | 80.43% | 82.34% | 84.76% | 132 | 11 | 22525.075 | 20711 | 91.61% | 6.905% | 1.482% | N
South | Muja | Mount Barker | MBR | N-1 | 41.8394 |  | 19.31% | 19.34% | 19.37% | 19.55% | 19.72% | 19.88% | 20.05% | 20.22% | 20.56% | 20.91% | 18.13% | 18.16% | 18.2% | 18.37% | 18.55% | 18.71% | 18.88% | 19.05% | 19.4% | 19.74% | 132 | 22 | 3306.882 | 3474 | 62.35% | 33.97% | 3.685% | N
North | Neerabup Terminal | Muchea | MUC | NCR | 51.4419 |  | 59.83% | 59.99% | 60.64% | 61.97% | 63.33% | 64.3% | 64.87% | 65.38% | 66.52% | 68% | 55.7% | 55.86% | 56.55% | 57.94% | 59.37% | 60.38% | 60.97% | 61.49% | 62.66% | 64.19% | 132 | 22 | 15733.895 | 6436 | 84.32% | 12.07% | 3.605% | N
North | Neerabup Terminal | Mullaloo | MUL | NCR | 65.7313 |  | 86.21% | 86.78% | 87.77% | 89.48% | 91.35% | 93.18% | 94.83% | 96.22% | 98.12% | 99.88% | 75.27% | 75.88% | 76.92% | 78.67% | 80.56% | 82.43% | 84.11% | 85.55% | 87.5% | 89.31% | 132 | 22 | 28368.038 | 15439 | 90.72% | 7.403% | 1.878% | N
Metro North | Guildford Terminal | Munday | MDY | NCR | 53.7568 |  | 46.85% | 46.86% | 46.43% | 46.01% | 45.91% | 45.97% | 45.82% | 45.43% | 45.13% | 45.08% | 44.02% | 44.03% | 43.6% | 43.17% | 43.08% | 43.13% | 42.98% | 42.59% | 42.29% | 42.24% | 132 | 22 | 40 | 2 | 0% | 0% | 100% | N
Metro South | Southern Terminal | Murdoch | MUR | NCR | 54.2426 |  | 77.97% | 78.44% | 78.95% | 79.67% | 80.41% | 81.11% | 81.77% | 82.42% | 83.46% | 84.54% | 69.93% | 70.4% | 70.91% | 71.63% | 72.37% | 73.07% | 73.73% | 74.39% | 75.43% | 76.5% | 132 | 22 | 10508.421 | 5776 | 93.35% | 4.484% | 2.164% | N
Metro South | South Fremantle | Myaree | MYR | NCR | 64.5596 |  | 70.65% | 70% | 69.94% | 70.64% | 71.33% | 71.62% | 71.51% | 71.33% | 71.94% | 72.85% | 63.23% | 62.58% | 62.54% | 63.23% | 63.92% | 64.22% | 64.11% | 63.94% | 64.55% | 65.47% | 66 | 22 | 17381.146 | 11279 | 89.02% | 9.425% | 1.552% | N
South | Muja | Narrogin | NGN | N-1 | 35.5521 |  | 47.92% | 47.88% | 47.77% | 47.91% | 48.11% | 48.37% | 48.67% | 48.98% | 49.58% | 50.16% | 44.96% | 44.94% | 44.86% | 45.04% | 45.27% | 45.54% | 45.84% | 46.15% | 46.75% | 47.34% | 66 | 22 | 5720.569 | 5419 | 67.74% | 29.29% | 2.971% | N
Metro North | Northern Terminal | North Beach | NB | NCR | 75.1909 |  | 86.63% | 87.02% | 87.8% | 89.45% | 91.15% | 92.63% | 93.89% | 95.11% | 97.26% | 99.59% | 78.39% | 78.81% | 79.6% | 81.27% | 82.99% | 84.5% | 85.78% | 87.03% | 89.2% | 91.55% | 132 | 22 | 30920.026 | 17241 | 95.62% | 3.608% | 0.7714% | N
East Perth & CBD | East Perth | North Perth | NP | NCR | 83.6788 |  | 74.6% | 74.96% | 75.33% | 75.98% | 76.63% | 77.28% | 77.93% | 78.59% | 79.81% | 81.04% | 63.83% | 64.19% | 64.58% | 65.23% | 65.88% | 66.54% | 67.21% | 67.88% | 69.12% | 70.36% | 132 | 11 | 19524.099 | 20300 | 83.8% | 12.67% | 3.532% | N
East | East Country | Northam | NOR | N-1 | 40.239 |  | 78.69% | 88.84% | 89.24% | 90.06% | 90.76% | 91.32% | 91.82% | 92.33% | 93.39% | 94.5% | 73.4% | 83.54% | 83.95% | 84.77% | 85.47% | 86.03% | 86.52% | 87.03% | 88.1% | 89.21% | 132-66 | 22 | 14164.438 | 9980 | 79.65% | 17.73% | 2.625% | N
Metro South | South Fremantle | O’Connor | OC | NCR | 70.3325 |  | 78.88% | 79.95% | 81.06% | 82.46% | 83.74% | 84.8% | 85.68% | 86.54% | 88.11% | 89.81% | 69.21% | 70.28% | 71.4% | 72.8% | 74.09% | 75.15% | 76.04% | 76.9% | 78.48% | 80.18% | 66 | 22 | 25428.87 | 16105 | 85.25% | 12.31% | 2.44% | Y
Metro North | Northern Terminal | Osborne Park | OP | NCR | 63.2735 |  | 91.59% | 92.11% | 91.99% | 91.9% | 91.97% | 92.26% | 92.59% | 92.71% | 92.84% | 92.74% | 85.43% | 85.95% | 85.83% | 85.74% | 85.81% | 86.1% | 86.43% | 86.55% | 86.68% | 86.58% | 132 | 11 | 14831.226 | 9697 | 75.01% | 18.25% | 6.734% | N
North | Neerabup Terminal | Padbury | PBY | NCR | 81.7926 |  | 92% | 92.07% | 92.63% | 94.38% | 96.12% | 97.37% | 98.16% | 98.93% | 101% | 103.4% | 83.93% | 84.02% | 84.59% | 86.38% | 88.14% | 89.42% | 90.23% | 91.02% | 93.07% | 95.58% | 132 | 22 | 41863.901 | 22838 | 96.65% | 2.54% | 0.8101% | N
East | Eastern Goldfields | Piccadilly | PCY | N-1 | 57.6149 |  | 65.69% | 65.92% | 65.98% | 66.42% | 66.84% | 67.36% | 67.99% | 68.62% | 69.56% | 70.43% | 56.61% | 56.85% | 56.91% | 57.37% | 57.81% | 58.36% | 59.01% | 59.65% | 60.63% | 61.55% | 132 | 11 | 11373.097 | 12068 | 80.76% | 16.25% | 2.991% | N
South | Bunbury | Picton | PIC | N-1 | 76.477 |  | 62.22% | 62.43% | 62.63% | 63.14% | 63.65% | 64.18% | 64.7% | 65.23% | 66.11% | 66.99% | 58.38% | 58.58% | 58.78% | 59.3% | 59.81% | 60.34% | 60.87% | 61.39% | 62.28% | 63.16% | 66 | 22 | 20724.291 | 11033 | 90.24% | 7.668% | 2.094% | N
Metro South | Mandurah | Pinjarra | PNJ | N-1 | 52.5089 |  | 83.71% | 84.86% | 86.22% | 88.06% | 89.9% | 91.53% | 92.96% | 94.4% | 96.57% | 98.94% | 74.42% | 75.56% | 76.92% | 78.76% | 80.6% | 82.24% | 83.67% | 85.1% | 87.27% | 89.65% | 132 | 22 | 15793.325 | 7602 | 90.86% | 7.143% | 1.999% | N
North | North Country | Rangeway | RAN | N-1 | 68.5892 |  | 55.43% | 54.52% | 54.59% | 55.76% | 56.96% | 57.62% | 57.77% | 57.92% | 58.86% | 60.29% | 49.87% | 48.97% | 49.05% | 50.23% | 51.43% | 52.1% | 52.27% | 52.44% | 53.4% | 54.83% | 132 | 11 | 13819.634 | 11013 | 85.66% | 11.7% | 2.633% | N
North | North Country | Regans - 33 kV | RGN33 | N-1 | 19.0335 |  | 75.8% | 74.36% | 72.95% | 73.76% | 74.6% | 75.45% | 76.27% | 77.08% | 78.05% | 79.02% | 57.3% | 55.88% | 54.48% | 55.28% | 56.12% | 56.96% | 57.78% | 58.59% | 59.55% | 60.51% | 132 | 33 | 2551.149 | 2256 | 75.98% | 19.77% | 4.255% | N
North | North Country | Regans -22 kV | RGN22 | N-1 | 19.0335 |  | 55.87% | 55.11% | 54.66% | 54.68% | 54.13% | 53.67% | 53.72% | 54.12% | 54.52% | 54.71% | 53.13% | 52.36% | 51.91% | 51.92% | 51.38% | 50.92% | 50.97% | 51.37% | 51.77% | 51.95% | 132 | 22 | 1799.562 | 886 | 66.03% | 18.28% | 15.69% | N
Metro South | Southern Terminal | Riverton | RTN | NCR | 81.021 |  | 92.89% | 93.86% | 94.86% | 96.39% | 97.92% | 99.45% | 101% | 102.5% | 104.9% | 107.4% | 81.04% | 82.02% | 83.03% | 84.56% | 86.11% | 87.64% | 89.18% | 90.71% | 93.15% | 95.6% | 132 | 22 | 37858.423 | 21406 | 93.68% | 5.157% | 1.159% | N
Metro South | Cannington Terminal | Rivervale | RVE | NCR | 82.8786 |  | 72.87% | 73.21% | 73.68% | 74.54% | 75.4% | 76.23% | 77.01% | 77.74% | 78.9% | 80.04% | 70.61% | 70.95% | 71.42% | 72.28% | 73.15% | 73.98% | 74.76% | 75.49% | 76.65% | 77.79% | 132 | 22 | 17881.644 | 17386 | 85.61% | 11.12% | 3.273% | N
Metro South | Kwinana | Rockingham | RO | NCR | 75.1623 |  | 87.11% | 86.62% | 86.47% | 88% | 89.86% | 91.24% | 91.91% | 92.34% | 93.81% | 95.81% | 79.26% | 78.77% | 78.62% | 80.16% | 82.03% | 83.42% | 84.09% | 84.52% | 85.99% | 88.01% | 132 | 22 | 30627.876 | 21884 | 90.29% | 8.07% | 1.636% | N
East | East Country | Sawyers Valley | SVY | NCR | 55.8716 |  | 43.54% | 43.69% | 43.84% | 44.17% | 44.49% | 44.82% | 45.14% | 45.47% | 46.08% | 46.7% | 36.28% | 36.44% | 36.59% | 36.92% | 37.25% | 37.58% | 37.91% | 38.24% | 38.86% | 39.48% | 132 | 22 | 10008.354 | 5159 | 91.35% | 7.172% | 1.473% | N
Metro North | Western Terminal | Shenton Park | SPK | N-1 | 65.8456 |  | 90.34% | 91.43% | 93% | 94.53% | 95.6% | 96.46% | 97.4% | 98.47% | 100.2% | 101.8% | 82.06% | 83.15% | 84.73% | 86.25% | 87.32% | 88.18% | 89.12% | 90.19% | 91.91% | 93.53% | 132 | 11 | 19304.536 | 15222 | 90.64% | 7.621% | 1.741% | N
East | East Country | Southern Cross | SX | N-1 | 12.5747 |  | 39.21% | 38.63% | 38.36% | 38.34% | 38.38% | 38.31% | 38.1% | 37.88% | 37.75% | 37.72% | 21.02% | 20.42% | 20.14% | 20.13% | 20.16% | 20.09% | 19.89% | 19.67% | 19.55% | 19.53% | 66 | 33 | 382.491 | 346 | 26.3% | 63.01% | 10.69% | N
Metro South | Southern Terminal | Southern River | SNR | NCR | 86.6225 | Load transfer to WLN once the new transformer is installed. Additional transformer (Execution Phase, estimated in service by FY2026). | 118.2% | 87.45% | 88.1% | 90.22% | 92.94% | 95.36% | 97.06% | 98.42% | 100.9% | 103.8% | 111.1% | 82.23% | 82.87% | 85% | 87.72% | 90.14% | 91.84% | 93.2% | 95.66% | 98.55% | 132 | 22 | 67202.154 | 30830 | 94.49% | 4.505% | 1.002% | N
North | North Country | Three Springs | TS | N-1 | 13.9465 |  | 85.6% | 85.17% | 84.96% | 85.02% | 85.12% | 85.21% | 85.26% | 85.26% | 85.41% | 85.53% | 68% | 67.69% | 67.56% | 67.66% | 67.81% | 67.96% | 68.09% | 68.18% | 68.39% | 68.57% | 132 | 33 | 2706.853 | 2348 | 46.85% | 47.61% | 5.537% | N
South | Muja | Wagerup | WGP | N-1 | 30.4079 |  | 69.32% | 71.18% | 70.85% | 69.96% | 69.75% | 70.81% | 72.65% | 74.21% | 75.07% | 75% | 65.53% | 67.41% | 67.08% | 66.17% | 65.95% | 67.03% | 68.89% | 70.46% | 71.32% | 71.25% | 132 | 22 | 7326.214 | 4733 | 82.02% | 15.06% | 2.916% | N
South | Muja | Wagin | WAG | N-1 | 6.0587 |  | 93.71% | 93.71% | 93.48% | 93.59% | 93.74% | 94.06% | 94.6% | 95.31% | 96.74% | 98.19% | 91.37% | 91.36% | 91.14% | 91.25% | 91.4% | 91.72% | 92.26% | 92.97% | 94.4% | 95.85% | 66 | 22 | 2322.462 | 1985 | 57.93% | 38.74% | 3.325% | N
Metro South | Mandurah | Waikiki | WAI | NCR | 83.8217 | Load Transfer to future Baldivis Zone substation (Scoping, estimated in service by FY2028). | 107.1% | 107.6% | 108.9% | 111.5% | 113.9% | 115.6% | 116.6% | 117.8% | 120.3% | 123.5% | 86.87% | 87.4% | 88.71% | 91.4% | 93.81% | 95.46% | 96.54% | 97.71% | 100.3% | 103.5% | 132 | 22 | 58698.788 | 27425 | 95.74% | 3.355% | 0.9006% | N
North | Neerabup Terminal | Wangara | WGA | NCR | 27.7501 | Additional transformer (Scoping, estimated in service by FY2028). | 96.66% | 98.33% | 99.6% | 100.9% | 102.3% | 103.9% | 105.4% | 106.9% | 108.8% | 110.7% | 87.57% | 89.24% | 90.51% | 91.8% | 93.23% | 94.78% | 96.35% | 97.87% | 99.76% | 101.6% | 132 | 22 | 16813.743 | 6245 | 69.93% | 25.19% | 4.884% | N
North | Neerabup Terminal | Wanneroo | WNO | NCR | 84.1361 | Additional transformer at JDP and load transfer (Scoping, estimated in service by FY2028). | 95.26% | 97.64% | 98.83% | 99.45% | 100.1% | 101.4% | 103.5% | 105.5% | 107.5% | 108.8% | 86.45% | 88.84% | 90.04% | 90.69% | 91.32% | 92.69% | 94.76% | 96.78% | 98.84% | 100.2% | 132 | 22 | 41969.575 | 20945 | 94.91% | 3.485% | 1.604% | N
Metro South | Cannington Terminal | Welshpool | WE | NCR | 89.5661 |  | 83.19% | 83.82% | 84.49% | 85.51% | 86.51% | 87.5% | 88.47% | 89.44% | 90.94% | 92.46% | 78.73% | 79.36% | 80.04% | 81.05% | 82.05% | 83.04% | 84.01% | 84.98% | 86.49% | 88.01% | 132 | 22 | 30532.074 | 16702 | 86.67% | 9.029% | 4.299% | N
Metro North | Western Terminal | Wembley Downs | WD | NCR | 43.1826 | Mitigation planning in progress. | 100% | 101.2% | 102% | 102.8% | 103.6% | 104.7% | 106.1% | 107.4% | 109.2% | 110.8% | 85.66% | 86.82% | 87.62% | 88.45% | 89.29% | 90.41% | 91.8% | 93.2% | 95.05% | 96.61% | 66 | 11 | 17491.17 | 10278 | 95.05% | 4.116% | 0.8367% | N
East | Eastern Goldfields | West Kalgoorlie 11 kV | WKT11 | N-1 | 31.3224 |  | 65.17% | 64% | 63.51% | 64.14% | 64.51% | 64.42% | 64.22% | 64.45% | 65.46% | 66.84% | 29.68% | 28.5% | 28.02% | 28.64% | 29.02% | 28.93% | 28.73% | 28.96% | 29.97% | 31.35% | 132 | 11 | 3286.818 | 3286.818 | 76.4% | 15.46% | 8.147% | N
East | Eastern Goldfields | West Kalgoorlie 33 kV | WKT33 | N-1 | 30.4079 | Additional transformer (Planning, estimated in service by FY2028). | 94.83% | 116.1% | 114.9% | 62.38% | 62.4% | 62.42% | 70.93% | 70.95% | 70.99% | 71.02% | 78.93% | 100.2% | 99.01% | 54.51% | 54.53% | 54.55% | 63.06% | 63.08% | 63.11% | 63.15% | 132 | 33 | 718.772 | 718.772 | 70.33% | 19.6% | 10.07% | N
Metro South | Southern Terminal | Willeton | WLN | NCR | 26.2925 | Additional transformer (Execution Phase, estimated in service by FY2026). | 111.3% | 98.59% | 99.97% | 101.7% | 103.5% | 104.9% | 106% | 107.1% | 108.9% | 110.8% | 96.71% | 88.56% | 89.96% | 91.75% | 93.49% | 94.93% | 96.1% | 97.21% | 98.95% | 100.9% | 132 | 22 | 13744.612 | 6049 | 92.45% | 5.869% | 1.686% | N
East | East Country | Wundowie | WUN | N-1 | 16.1566 | Replacement of old transformers with larger sizes (Execution Phase, estimated in service by FY2027). | 70.82% | 70.96% | 34.8% | 34.94% | 35.07% | 35.19% | 35.31% | 35.44% | 35.76% | 36.09% | 67.01% | 67.15% | 32.94% | 33.08% | 33.2% | 33.31% | 33.43% | 33.56% | 33.88% | 34.21% | 66 | 22 | 3873.206 | 2493 | 86.24% | 12.11% | 1.645% | N
North | Neerabup Terminal | Yanchep | YP | NCR | 60.7015 | Additional transformer (Scoping, estimated in service by FY2027). | 96.98% | 99.24% | 101.3% | 103.7% | 106.2% | 108.9% | 111.7% | 114.3% | 117.3% | 120% | 87.67% | 89.94% | 91.95% | 94.37% | 96.92% | 99.63% | 102.4% | 105% | 108% | 110.7% | 132 | 11 | 35902.447 | 18388 | 94.95% | 3.285% | 1.762% | N
East | East Country | Yerbillon | YER | N-0 | 4.4961 |  | 24.38% | 24.38% | 24.38% | 24.38% | 24.38% | 24.38% | 24.38% | 24.38% | 24.38% | 24.38% | 17.93% | 17.93% | 17.93% | 17.93% | 17.93% | 17.93% | 17.93% | 17.93% | 17.93% | 17.93% | 66 | 0.415 | 0 | 1 | 0% | 0% | 100% | N
East | East Country | Yilgarn | YLN | N-1 | 28.5788 |  | 46.18% | 45.88% | 45.64% | 45.57% | 45.58% | 45.52% | 45.33% | 45.12% | 45.01% | 45% | 42.12% | 41.88% | 41.69% | 41.64% | 41.65% | 41.61% | 41.47% | 41.31% | 41.24% | 41.25% | 220 | 33 | 635.598 | 525 | 64.57% | 29.33% | 6.095% | N
Metro North | Northern Terminal | Yokine | Y | NCR | 53.1423 |  | 91.91% | 90.49% | 90.71% | 91.58% | 91.33% | 90.21% | 88.95% | 88.05% | 88.84% | 89.9% | 78.21% | 76.8% | 77.02% | 77.89% | 77.65% | 76.55% | 75.3% | 74.42% | 75.23% | 76.31% | 132 | 22 | 21406.592 | 23989 | 92.05% | 6.878% | 1.071% | N

## Zone Substation Load Forecast
DISCLAIMER
Western Power uses a number of different forecasts when completing its annual network planning studies, in different combinations for different purposes. The zone substation forecasts presented below are just one of the parameters considered when assessing future network needs at a zone substation level. It should not be used as a sole indicator of Western Power's intentions for any particular area.
|  | ZONE SUBSTATION AT MAXIMUM | [11 empty] | ZONE SUBSTATION AT SYSTEM MAXIMUM | [11 empty] | ZONE SUBSTATION AT SYSTEM DAYTIME MINIMUM
Substation Abbreviation | Forecast Year (Oct-Sep YYYY) | Summer Max PoE90 (MW) | Summer Max PoE50 (MW) | Summer Max PoE10 (MW) | Summer Max PoE90 (MVAr) | Summer Max PoE50 (MVAr) | Summer Max PoE10 (MVAr) | Winter Max PoE90 (MW) | Winter Max PoE50 (MW) | Winter Max PoE10 (MW) | Winter Max PoE90 (MVAr) | Winter Max PoE50 (MVAr) | Winter Max PoE10 (MVAr) | Summer Max PoE90 (MW) | Summer Max PoE50 (MW) | Summer Max PoE10 (MW) | Summer Max PoE90 (MVAr) | Summer Max PoE50 (MVAr) | Summer Max PoE10 (MVAr) | Winter Max PoE90 (MW) | Winter Max PoE50 (MW) | Winter Max PoE10 (MW) | Winter Max PoE90 (MVAr) | Winter Max PoE50 (MVAr) | Winter Max PoE10 (MVAr) | Daytime Min PoE90 (MW) | Daytime Min PoE50 (MW) | Daytime Min PoE10 (MW) | Daytime Min PoE90 (MVAr) | Daytime Min PoE50 (MVAr) | Daytime Min PoE10 (MVAr)
A | 2025 | 48.9172 | 53.4512 | 59.5297 | 5.5166 | 6.2551 | 7.01 | 38.9631 | 41.3493 | 45.446 | 1.337 | 3.7414 | 4.4611 | 46.4034 | 51.2263 | 55.9528 | 4.1373 | 5.0442 | 6.1768 | 37.2513 | 40.7671 | 44.5605 | -0.13449 | 0.50014 | 0.91554 | -2.3351 | -6.4292 | -7.5114 | 0 | -0.5 | -1
A | 2026 | 49.5971 | 54.1311 | 60.2096 | 5.2087 | 5.9473 | 6.7022 | 39.4121 | 41.7982 | 45.895 | 1.2929 | 3.6973 | 4.4169 | 46.4034 | 51.2263 | 55.9528 | 3.591 | 4.4978 | 5.6305 | 37.2513 | 40.7671 | 44.5605 | -0.42784 | 0.20679 | 0.62219 | -5.9848 | -10.0789 | -11.1612 | 0 | -0.5 | -1
A | 2027 | 50.2769 | 54.8109 | 60.8894 | 4.7018 | 5.4403 | 6.1953 | 39.9612 | 42.3474 | 46.4442 | 1.2679 | 3.6723 | 4.392 | 46.4034 | 51.2263 | 55.9528 | 2.8591 | 3.766 | 4.8986 | 37.2513 | 40.7671 | 44.5605 | -0.67931 | -0.04468 | 0.37072 | -9.8238 | -13.9179 | -15.0002 | 0 | -0.5 | -1
A | 2028 | 51.5637 | 56.0977 | 62.1762 | 4.0735 | 4.8121 | 5.567 | 41.1709 | 43.5571 | 47.6538 | 1.2531 | 3.6575 | 4.3772 | 46.4034 | 51.2263 | 55.9528 | 2.0164 | 2.9233 | 4.0559 | 37.2513 | 40.7671 | 44.5605 | -0.91447 | -0.27985 | 0.13555 | -13.7518 | -17.8459 | -18.9282 | 0 | -0.5 | -1
A | 2029 | 52.8506 | 57.3845 | 63.4631 | 3.4783 | 4.2169 | 4.9718 | 42.3232 | 44.7094 | 48.8062 | 1.2274 | 3.6318 | 4.3515 | 46.4034 | 51.2263 | 55.9528 | 1.2023 | 2.1092 | 3.2418 | 37.2513 | 40.7671 | 44.5605 | -1.1773 | -0.54267 | -0.12728 | -17.6908 | -21.7849 | -22.8672 | 0 | -0.5 | -1
A | 2030 | 54.1374 | 58.6714 | 64.7499 | 3.0172 | 3.7558 | 4.5107 | 43.4043 | 45.7905 | 49.8873 | 1.1881 | 3.5925 | 4.3122 | 46.4034 | 51.2263 | 55.9528 | 0.50894 | 1.4158 | 2.5484 | 37.2513 | 40.7671 | 44.5605 | -1.4705 | -0.83585 | -0.42045 | -21.5705 | -25.6646 | -26.7468 | 0 | -0.5 | -1
A | 2031 | 55.4242 | 59.9582 | 66.0367 | 2.658 | 3.3966 | 4.1515 | 44.541 | 46.9272 | 51.0239 | 1.1593 | 3.5638 | 4.2834 | 46.4034 | 51.2263 | 55.9528 | -0.093508 | 0.81335 | 1.946 | 37.2513 | 40.7671 | 44.5605 | -1.7399 | -1.1053 | -0.68987 | -25.3915 | -29.4856 | -30.5678 | 0 | -0.5 | -1
A | 2032 | 56.711 | 61.245 | 67.3235 | 2.2812 | 3.0198 | 3.7747 | 45.8921 | 48.2783 | 52.375 | 1.1716 | 3.5761 | 4.2957 | 46.4034 | 51.2263 | 55.9528 | -0.71131 | 0.19555 | 1.3282 | 37.2513 | 40.7671 | 44.5605 | -1.9214 | -1.2868 | -0.8714 | -29.1676 | -33.2617 | -34.3439 | 0 | -0.5 | -1
A | 2033 | 58.6295 | 63.1634 | 69.242 | 1.7858 | 2.5243 | 3.2792 | 48.1232 | 50.5093 | 54.6061 | 1.2314 | 3.6358 | 4.3555 | 46.4034 | 51.2263 | 55.9528 | -1.4351 | -0.52826 | 0.60438 | 37.2513 | 40.7671 | 44.5605 | -2.001 | -1.3664 | -0.95101 | -32.931 | -37.0251 | -38.1073 | 0 | -0.5 | -1
A | 2034 | 60.5479 | 65.0819 | 71.1604 | 1.1742 | 1.9128 | 2.6677 | 50.4854 | 52.8716 | 56.9684 | 1.3163 | 3.7207 | 4.4404 | 46.4034 | 51.2263 | 55.9528 | -2.261 | -1.3541 | -0.22146 | 37.2513 | 40.7671 | 44.5605 | -2.0272 | -1.3926 | -0.97722 | -36.6787 | -40.7728 | -41.8551 | 0 | -0.5 | -1
AFM | 2025 | 4.7442 | 6.171 | 7.0096 | 2.4158 | 2.5722 | 2.6942 | 4.7509 | 4.9529 | 5.2409 | 2.5774 | 2.756 | 2.812 | 0.31334 | 3.0621 | 4.285 | 0.1 | 0.2 | 1.75 | 0.095783 | 3.271 | 4.307 | 0.33487 | 1.9025 | 2.382 | 3.7521 | 1.9123 | 0.032752 | 2.4 | 1.5 | 0.7
AFM | 2026 | 4.7442 | 6.171 | 7.0096 | 2.3394 | 2.4958 | 2.6178 | 4.7547 | 4.9567 | 5.2446 | 2.5813 | 2.76 | 2.816 | 0.31334 | 3.0621 | 4.285 | 0.1 | 0.2 | 1.75 | 0.095783 | 3.271 | 4.307 | 0.33487 | 1.9025 | 2.382 | 3.7521 | 1.9123 | 0.032752 | 2.4 | 1.5 | 0.7
AFM | 2027 | 4.7442 | 6.171 | 7.0096 | 2.3286 | 2.485 | 2.607 | 4.7547 | 4.9567 | 5.2447 | 2.5814 | 2.76 | 2.816 | 0.31334 | 3.0621 | 4.285 | 0.1 | 0.2 | 1.75 | 0.095783 | 3.271 | 4.307 | 0.33487 | 1.9025 | 2.382 | 3.7521 | 1.9123 | 0.032752 | 2.4 | 1.5 | 0.7
AFM | 2028 | 4.7442 | 6.171 | 7.0096 | 2.361 | 2.5174 | 2.6394 | 4.7531 | 4.9552 | 5.2431 | 2.5797 | 2.7584 | 2.8144 | 0.31334 | 3.0621 | 4.285 | 0.1 | 0.2 | 1.75 | 0.095783 | 3.271 | 4.307 | 0.33487 | 1.9025 | 2.382 | 3.7521 | 1.9123 | 0.032752 | 2.4 | 1.5 | 0.7
AFM | 2029 | 4.7442 | 6.171 | 7.0096 | 2.3942 | 2.5506 | 2.6726 | 4.7533 | 4.9553 | 5.2432 | 2.5799 | 2.7585 | 2.8145 | 0.31334 | 3.0621 | 4.285 | 0.1 | 0.2 | 1.75 | 0.095783 | 3.271 | 4.307 | 0.33487 | 1.9025 | 2.382 | 3.7521 | 1.9123 | 0.032752 | 2.4 | 1.5 | 0.7
AFM | 2030 | 4.7442 | 6.171 | 7.0096 | 2.3977 | 2.5541 | 2.6761 | 4.7563 | 4.9583 | 5.2463 | 2.583 | 2.7617 | 2.8177 | 0.31334 | 3.0621 | 4.285 | 0.1 | 0.2 | 1.75 | 0.095783 | 3.271 | 4.307 | 0.33487 | 1.9025 | 2.382 | 3.7521 | 1.9123 | 0.032752 | 2.4 | 1.5 | 0.7
AFM | 2031 | 4.7442 | 6.171 | 7.0096 | 2.3743 | 2.5307 | 2.6527 | 4.7609 | 4.9629 | 5.2508 | 2.5878 | 2.7665 | 2.8225 | 0.31334 | 3.0621 | 4.285 | 0.1 | 0.2 | 1.75 | 0.095783 | 3.271 | 4.307 | 0.33487 | 1.9025 | 2.382 | 3.7521 | 1.9123 | 0.032752 | 2.4 | 1.5 | 0.7
AFM | 2032 | 4.7442 | 6.171 | 7.0096 | 2.351 | 2.5074 | 2.6294 | 4.7643 | 4.9663 | 5.2543 | 2.5914 | 2.7701 | 2.8261 | 0.31334 | 3.0621 | 4.285 | 0.1 | 0.2 | 1.75 | 0.095783 | 3.271 | 4.307 | 0.33487 | 1.9025 | 2.382 | 3.7521 | 1.9123 | 0.032752 | 2.4 | 1.5 | 0.7
AFM | 2033 | 4.7442 | 6.171 | 7.0096 | 2.3523 | 2.5087 | 2.6307 | 4.7651 | 4.9671 | 5.255 | 2.5923 | 2.7709 | 2.8269 | 0.31334 | 3.0621 | 4.285 | 0.1 | 0.2 | 1.75 | 0.095783 | 3.271 | 4.307 | 0.33487 | 1.9025 | 2.382 | 3.7521 | 1.9123 | 0.032752 | 2.4 | 1.5 | 0.7
AFM | 2034 | 4.7442 | 6.171 | 7.0096 | 2.3793 | 2.5357 | 2.6577 | 4.7641 | 4.9661 | 5.2541 | 2.5913 | 2.7699 | 2.8259 | 0.31334 | 3.0621 | 4.285 | 0.1 | 0.2 | 1.75 | 0.095783 | 3.271 | 4.307 | 0.33487 | 1.9025 | 2.382 | 3.7521 | 1.9123 | 0.032752 | 2.4 | 1.5 | 0.7
AKW | 2025 | 67.1397 | 81.6148 | 84.5686 | 27.2987 | 30.6929 | 31.8874 | 72.0898 | 79.4008 | 85.476 | 26.2689 | 30.6815 | 32.2158 | 54.6881 | 58.43 | 62.0183 | 22.0433 | 25.1122 | 27.318 | 55.1633 | 64.0979 | 67.1529 | 20 | 27 | 29 | 65.2586 | 61.3051 | 52.0514 | 28.1259 | 24.6878 | 16.3281
AKW | 2026 | 67.1397 | 81.6148 | 84.5686 | 27.3079 | 30.7021 | 31.8966 | 72.0898 | 79.4008 | 85.476 | 26.2689 | 30.6815 | 32.2158 | 54.6881 | 58.43 | 62.0183 | 22.0433 | 25.1122 | 27.318 | 55.1633 | 64.0979 | 67.1529 | 20 | 27 | 29 | 65.2586 | 61.3051 | 52.0514 | 28.1259 | 24.6878 | 16.3281
AKW | 2027 | 67.1397 | 81.6148 | 84.5686 | 27.307 | 30.7011 | 31.8956 | 72.0898 | 79.4008 | 85.476 | 26.2689 | 30.6815 | 32.2158 | 54.6881 | 58.43 | 62.0183 | 22.0433 | 25.1122 | 27.318 | 55.1633 | 64.0979 | 67.1529 | 20 | 27 | 29 | 65.2586 | 61.3051 | 52.0514 | 28.1259 | 24.6878 | 16.3281
AKW | 2028 | 67.1397 | 81.6148 | 84.5686 | 27.294 | 30.6881 | 31.8826 | 72.0898 | 79.4008 | 85.476 | 26.2689 | 30.6815 | 32.2158 | 54.6881 | 58.43 | 62.0183 | 22.0433 | 25.1122 | 27.318 | 55.1633 | 64.0979 | 67.1529 | 20 | 27 | 29 | 65.2586 | 61.3051 | 52.0514 | 28.1259 | 24.6878 | 16.3281
AKW | 2029 | 67.1397 | 81.6148 | 84.5686 | 27.2813 | 30.6754 | 31.8699 | 72.0898 | 79.4008 | 85.476 | 26.2689 | 30.6815 | 32.2158 | 54.6881 | 58.43 | 62.0183 | 22.0433 | 25.1122 | 27.318 | 55.1633 | 64.0979 | 67.1529 | 20 | 27 | 29 | 65.2586 | 61.3051 | 52.0514 | 28.1259 | 24.6878 | 16.3281
AKW | 2030 | 67.1397 | 81.6148 | 84.5686 | 27.2811 | 30.6753 | 31.8697 | 72.0898 | 79.4008 | 85.476 | 26.2689 | 30.6815 | 32.2158 | 54.6881 | 58.43 | 62.0183 | 22.0433 | 25.1122 | 27.318 | 55.1633 | 64.0979 | 67.1529 | 20 | 27 | 29 | 65.2586 | 61.3051 | 52.0514 | 28.1259 | 24.6878 | 16.3281
AKW | 2031 | 67.1397 | 81.6148 | 84.5686 | 27.2931 | 30.6873 | 31.8817 | 72.0898 | 79.4008 | 85.476 | 26.2689 | 30.6815 | 32.2158 | 54.6881 | 58.43 | 62.0183 | 22.0433 | 25.1122 | 27.318 | 55.1633 | 64.0979 | 67.1529 | 20 | 27 | 29 | 65.2586 | 61.3051 | 52.0514 | 28.1259 | 24.6878 | 16.3281
AKW | 2032 | 67.1397 | 81.6148 | 84.5686 | 27.3051 | 30.6993 | 31.8937 | 72.0898 | 79.4008 | 85.476 | 26.2689 | 30.6815 | 32.2158 | 54.6881 | 58.43 | 62.0183 | 22.0433 | 25.1122 | 27.318 | 55.1633 | 64.0979 | 67.1529 | 20 | 27 | 29 | 65.2586 | 61.3051 | 52.0514 | 28.1259 | 24.6878 | 16.3281
AKW | 2033 | 67.1397 | 81.6148 | 84.5686 | 27.3052 | 30.6994 | 31.8938 | 72.0898 | 79.4008 | 85.476 | 26.2689 | 30.6815 | 32.2158 | 54.6881 | 58.43 | 62.0183 | 22.0433 | 25.1122 | 27.318 | 55.1633 | 64.0979 | 67.1529 | 20 | 27 | 29 | 65.2586 | 61.3051 | 52.0514 | 28.1259 | 24.6878 | 16.3281
AKW | 2034 | 67.1397 | 81.6148 | 84.5686 | 27.2927 | 30.6869 | 31.8814 | 72.0898 | 79.4008 | 85.476 | 26.2689 | 30.6815 | 32.2158 | 54.6881 | 58.43 | 62.0183 | 22.0433 | 25.1122 | 27.318 | 55.1633 | 64.0979 | 67.1529 | 20 | 27 | 29 | 65.2586 | 61.3051 | 52.0514 | 28.1259 | 24.6878 | 16.3281
ALB | 2025 | 42.1667 | 44.1233 | 47.8248 | -3.9265 | 0.07291 | 6.7158 | 53.1122 | 55.3808 | 59.5101 | -4.1294 | -1.8841 | 6.5537 | 29.1368 | 32.6038 | 35.0318 | -5.4869 | -2.6504 | -0.81555 | 47.3676 | 48.9276 | 51.0925 | -7.6421 | -5.2597 | -2.9422 | 14 | 13 | 12 | -8.1364 | -10.1612 | -11.0602
ALB | 2026 | 42.7234 | 44.6799 | 48.3815 | -4.3028 | -0.30339 | 6.3395 | 53.0579 | 55.3265 | 59.4558 | -4.4414 | -2.1961 | 6.2417 | 29.1368 | 32.6038 | 35.0318 | -5.7915 | -2.9551 | -1.1202 | 46.442 | 48.0019 | 50.1669 | -7.5803 | -5.1979 | -2.8804 | 14 | 13 | 12 | -8.1364 | -10.1612 | -11.0602
ALB | 2027 | 43.3137 | 45.2702 | 48.9718 | -4.7576 | -0.7582 | 5.8847 | 54.054 | 56.3226 | 60.4519 | -4.5068 | -2.2615 | 6.1763 | 29.1368 | 32.6038 | 35.0318 | -6.1446 | -3.3082 | -1.4733 | 46.9674 | 48.5273 | 50.6922 | -7.6154 | -5.233 | -2.9155 | 14 | 13 | 12 | -8.1364 | -10.1612 | -11.0602
ALB | 2028 | 44.4206 | 46.3772 | 50.0787 | -5.2645 | -1.2651 | 5.3778 | 56.0297 | 58.2984 | 62.4276 | -4.4643 | -2.2189 | 6.2188 | 29.1368 | 32.6038 | 35.0318 | -6.5324 | -3.696 | -1.8611 | 48.1538 | 49.7137 | 51.8787 | -7.6945 | -5.3122 | -2.9946 | 14 | 13 | 12 | -8.1364 | -10.1612 | -11.0602
ALB | 2029 | 45.5036 | 47.4602 | 51.1617 | -5.7629 | -1.7635 | 4.8794 | 57.5394 | 59.8081 | 63.9373 | -4.5374 | -2.2921 | 6.1457 | 29.1368 | 32.6038 | 35.0318 | -6.9225 | -4.086 | -2.2512 | 48.6963 | 50.2562 | 52.4211 | -7.7307 | -5.3484 | -3.0308 | 14 | 13 | 12 | -8.1364 | -10.1612 | -11.0602
ALB | 2030 | 46.5414 | 48.498 | 52.1995 | -6.2063 | -2.2069 | 4.436 | 58.2618 | 60.5305 | 64.6597 | -4.7922 | -2.5469 | 5.8909 | 29.1368 | 32.6038 | 35.0318 | -7.2867 | -4.4502 | -2.6153 | 48.1508 | 49.7107 | 51.8756 | -7.6943 | -5.312 | -2.9944 | 14 | 13 | 12 | -8.1364 | -10.1612 | -11.0602
ALB | 2031 | 47.5548 | 49.5113 | 53.2129 | -6.6074 | -2.608 | 4.0349 | 58.761 | 61.0296 | 65.1589 | -5.0768 | -2.8315 | 5.6063 | 29.1368 | 32.6038 | 35.0318 | -7.6271 | -4.7907 | -2.9558 | 47.2973 | 48.8572 | 51.0221 | -7.6374 | -5.255 | -2.9375 | 14 | 13 | 12 | -8.1364 | -10.1612 | -11.0602
ALB | 2032 | 48.5921 | 50.5486 | 54.2502 | -7.0196 | -3.0202 | 3.6227 | 59.9323 | 62.201 | 66.3302 | -5.166 | -2.9207 | 5.5171 | 29.1368 | 32.6038 | 35.0318 | -7.9673 | -5.1308 | -3.2959 | 47.3737 | 48.9336 | 51.0986 | -7.6425 | -5.2601 | -2.9426 | 14 | 13 | 12 | -8.1364 | -10.1612 | -11.0602
ALB | 2033 | 50.2497 | 52.2063 | 55.9078 | -7.4889 | -3.4895 | 3.1534 | 62.6916 | 64.9603 | 69.0895 | -4.9782 | -2.7329 | 5.7049 | 29.1368 | 32.6038 | 35.0318 | -8.33 | -5.4936 | -3.6587 | 48.8693 | 50.4292 | 52.5941 | -7.7423 | -5.3599 | -3.0424 | 14 | 13 | 12 | -8.1364 | -10.1612 | -11.0602
ALB | 2034 | 51.9582 | 53.9148 | 57.6163 | -8.0106 | -4.0112 | 2.6317 | 66.0446 | 68.3133 | 72.4425 | -4.6334 | -2.3881 | 6.0497 | 29.1368 | 32.6038 | 35.0318 | -8.7146 | -5.8781 | -4.0433 | 51.1859 | 52.7458 | 54.9107 | -7.8969 | -5.5145 | -3.197 | 14 | 13 | 12 | -8.1364 | -10.1612 | -11.0602
AMT | 2025 | 62.2703 | 67.702 | 74.4846 | 4.4059 | 6.1601 | 7.4846 | 50.9276 | 53.5498 | 70.0409 | 0.08338 | 1.3829 | 4.3497 | 53.8388 | 61.0201 | 68.889 | 3.5154 | 5.1888 | 7.0098 | 44.1909 | 49.2732 | 63.691 | -1.2063 | -0.26137 | 0.86341 | 8 | 4.5 | -2 | -2 | -2.5 | -3.5
AMT | 2026 | 64.4652 | 69.897 | 76.6795 | 3.9564 | 5.7106 | 7.0351 | 51.8328 | 54.455 | 70.9461 | -0.052794 | 1.2468 | 4.2135 | 55.1801 | 62.3613 | 70.2303 | 2.8297 | 4.5031 | 6.3241 | 44.4857 | 49.568 | 63.9858 | -1.6299 | -0.68495 | 0.43983 | 8 | 4.5 | -2 | -2 | -2.5 | -3.5
AMT | 2027 | 66.4333 | 71.865 | 78.6476 | 3.57 | 5.3243 | 6.6487 | 52.5827 | 55.2049 | 71.696 | -0.12382 | 1.1757 | 4.1425 | 56.2032 | 63.3844 | 71.2534 | 2.4015 | 4.0748 | 5.8958 | 44.6395 | 49.7217 | 64.1396 | -1.8508 | -0.90589 | 0.2189 | 8 | 4.5 | -2 | -2 | -2.5 | -3.5
AMT | 2028 | 68.1366 | 73.5684 | 80.3509 | 3.3386 | 5.0929 | 6.4173 | 53.5372 | 56.1594 | 72.6505 | -0.15832 | 1.1412 | 4.108 | 56.7713 | 63.9525 | 71.8215 | 2.2006 | 3.8739 | 5.6949 | 44.7142 | 49.7964 | 64.2143 | -1.9582 | -1.0132 | 0.11157 | 8 | 4.5 | -2 | -2 | -2.5 | -3.5
AMT | 2029 | 69.3842 | 74.816 | 81.5985 | 3.2341 | 4.9883 | 6.3128 | 54.5181 | 57.1403 | 73.6315 | -0.20392 | 1.0956 | 4.0624 | 57.0839 | 64.2651 | 72.1341 | 2.0402 | 3.7135 | 5.5345 | 44.8129 | 49.8951 | 64.313 | -2.1 | -1.155 | -0.030247 | 8 | 4.5 | -2 | -2 | -2.5 | -3.5
AMT | 2030 | 70.5202 | 75.952 | 82.7346 | 3.1606 | 4.9149 | 6.2393 | 55.5818 | 58.204 | 74.6952 | -0.28421 | 1.0153 | 3.9821 | 57.4442 | 64.6254 | 72.4944 | 1.7528 | 3.4261 | 5.2471 | 44.9867 | 50.069 | 64.4868 | -2.3497 | -1.4048 | -0.28 | 8 | 4.5 | -2 | -2 | -2.5 | -3.5
AMT | 2031 | 71.7985 | 77.2303 | 84.0129 | 3.0476 | 4.8018 | 6.1263 | 56.6931 | 59.3153 | 75.8064 | -0.38443 | 0.91511 | 3.8818 | 57.988 | 65.1693 | 73.0382 | 1.3237 | 2.9971 | 4.8181 | 45.2037 | 50.286 | 64.7038 | -2.6615 | -1.7166 | -0.59177 | 8 | 4.5 | -2 | -2 | -2.5 | -3.5
AMT | 2032 | 73.2134 | 78.6452 | 85.4277 | 2.8965 | 4.6507 | 5.9752 | 57.7725 | 60.3947 | 76.8858 | -0.47132 | 0.82823 | 3.795 | 58.6101 | 65.7913 | 73.6603 | 0.88048 | 2.5538 | 4.3748 | 45.3918 | 50.4741 | 64.8919 | -2.9317 | -1.9868 | -0.86202 | 8 | 4.5 | -2 | -2 | -2.5 | -3.5
AMT | 2033 | 75.1827 | 80.6144 | 87.397 | 2.7468 | 4.501 | 5.8255 | 59.3361 | 61.9583 | 78.4494 | -0.52671 | 0.77284 | 3.7396 | 59.1366 | 66.3178 | 74.1868 | 0.55305 | 2.2264 | 4.0474 | 45.5118 | 50.594 | 65.0118 | -3.1041 | -2.1591 | -1.0343 | 8 | 4.5 | -2 | -2 | -2.5 | -3.5
AMT | 2034 | 77.0721 | 82.5038 | 89.2864 | 2.6193 | 4.3735 | 5.698 | 60.8522 | 63.4744 | 79.9655 | -0.56219 | 0.73736 | 3.7041 | 59.5184 | 66.6996 | 74.5686 | 0.35682 | 2.0302 | 3.8512 | 45.5886 | 50.6708 | 65.0886 | -3.2144 | -2.2695 | -1.1447 | 8 | 4.5 | -2 | -2 | -2.5 | -3.5
APJ132 | 2025 | 122.1489 | 143.1118 | 154.0868 | 52.3591 | 55.2469 | 57.3835 | 143.4419 | 152.1793 | 170.3529 | 51.5584 | 54.9646 | 58.9789 | 80 | 100 | 125 | 37.7088 | 42.6748 | 45.472 | 100 | 118 | 125 | 40.8319 | 48.9553 | 51.8924 | 136.4918 | 122.9047 | 99.1946 | 54 | 43 | 35
APJ132 | 2026 | 122.1489 | 143.1118 | 154.0868 | 51.6858 | 54.5736 | 56.7102 | 144.4719 | 153.2093 | 171.3829 | 51.331 | 54.7372 | 58.7515 | 80 | 100 | 125 | 37.5124 | 42.4784 | 45.2755 | 100 | 118 | 125 | 40.8319 | 48.9553 | 51.8924 | 138.3887 | 124.8016 | 101.0915 | 54 | 43 | 35
APJ132 | 2027 | 122.1489 | 143.1118 | 154.0868 | 51.0648 | 53.9527 | 56.0892 | 145.1783 | 153.9157 | 172.0893 | 51.1751 | 54.5813 | 58.5956 | 80 | 100 | 125 | 37.3312 | 42.2972 | 45.0944 | 100 | 118 | 125 | 40.8319 | 48.9553 | 51.8924 | 139.9582 | 126.3711 | 102.661 | 54 | 43 | 35
APJ132 | 2028 | 122.1489 | 143.1118 | 154.0868 | 50.6892 | 53.5771 | 55.7136 | 145.6316 | 154.369 | 172.5426 | 51.0751 | 54.4812 | 58.4956 | 80 | 100 | 125 | 37.2216 | 42.1876 | 44.9848 | 100 | 118 | 125 | 40.8319 | 48.9553 | 51.8924 | 140.9177 | 127.3307 | 103.6206 | 54 | 43 | 35
APJ132 | 2029 | 122.1489 | 143.1118 | 154.0868 | 50.5222 | 53.41 | 55.5466 | 146.0534 | 154.7909 | 172.9644 | 50.982 | 54.3881 | 58.4025 | 80 | 100 | 125 | 37.1729 | 42.1389 | 44.936 | 100 | 118 | 125 | 40.8319 | 48.9553 | 51.8924 | 141.4832 | 127.8961 | 104.186 | 54 | 43 | 35
APJ132 | 2030 | 122.1489 | 143.1118 | 154.0868 | 50.3953 | 53.2831 | 55.4197 | 146.5822 | 155.3196 | 173.4932 | 50.8653 | 54.2714 | 58.2858 | 80 | 100 | 125 | 37.1358 | 42.1019 | 44.899 | 100 | 118 | 125 | 40.8319 | 48.9553 | 51.8924 | 142.0672 | 128.4801 | 104.77 | 54 | 43 | 35
APJ132 | 2031 | 122.1489 | 143.1118 | 154.0868 | 50.1711 | 53.0589 | 55.1955 | 147.1697 | 155.9071 | 174.0807 | 50.7356 | 54.1417 | 58.1561 | 80 | 100 | 125 | 37.0704 | 42.0364 | 44.8336 | 100 | 118 | 125 | 40.8319 | 48.9553 | 51.8924 | 142.8933 | 129.3062 | 105.5961 | 54 | 43 | 35
APJ132 | 2032 | 122.1489 | 143.1118 | 154.0868 | 49.8321 | 52.7199 | 54.8565 | 147.6674 | 156.4048 | 174.5784 | 50.6257 | 54.0318 | 58.0462 | 80 | 100 | 125 | 36.9715 | 41.9375 | 44.7347 | 100 | 118 | 125 | 40.8319 | 48.9553 | 51.8924 | 143.8495 | 130.2625 | 106.5524 | 54 | 43 | 35
APJ132 | 2033 | 122.1489 | 143.1118 | 154.0868 | 49.4387 | 52.3266 | 54.4632 | 147.9958 | 156.7332 | 174.9068 | 50.5532 | 53.9594 | 57.9737 | 80 | 100 | 125 | 36.8568 | 41.8228 | 44.6199 | 100 | 118 | 125 | 40.8319 | 48.9553 | 51.8924 | 144.6995 | 131.1124 | 107.4023 | 54 | 43 | 35
APJ132 | 2034 | 122.1489 | 143.1118 | 154.0868 | 49.0442 | 51.9321 | 54.0686 | 148.2211 | 156.9586 | 175.1321 | 50.5035 | 53.9097 | 57.924 | 80 | 100 | 125 | 36.7416 | 41.7077 | 44.5048 | 100 | 118 | 125 | 40.8319 | 48.9553 | 51.8924 | 145.369 | 131.7819 | 108.0718 | 54 | 43 | 35
APM | 2025 | 27.181 | 29.2985 | 31.9643 | 4.0695 | 4.7259 | 5.585 | 21.8972 | 24.4615 | 27.3141 | 1.6273 | 3.7882 | 4.3398 | 22.1755 | 24.8168 | 27.2031 | 1.3245 | 1.8043 | 2.4865 | 17.4338 | 18.8136 | 23.2107 | -0.44023 | 1.1518 | 1.7166 | 0.66421 | -0.65136 | -2.1286 | 2.124 | 0.81972 | 0.088187
APM | 2026 | 27.4713 | 29.5888 | 32.2546 | 3.829 | 4.4854 | 5.3445 | 22.3166 | 24.8808 | 27.7335 | 1.5902 | 3.751 | 4.3026 | 21.7996 | 24.4409 | 26.8271 | 0.71065 | 1.1905 | 1.8727 | 17.2918 | 18.6717 | 23.0687 | -0.51415 | 1.0779 | 1.6427 | -0.40354 | -1.7191 | -3.1964 | 2.1299 | 0.82555 | 0.09402
APM | 2027 | 27.9697 | 30.0872 | 32.753 | 3.517 | 4.1734 | 5.0325 | 22.7296 | 25.2939 | 28.1465 | 1.5511 | 3.7119 | 4.2635 | 21.7386 | 24.3798 | 26.7661 | 0.39367 | 0.8735 | 1.5557 | 17.2215 | 18.6014 | 22.9985 | -0.59478 | 0.99725 | 1.5621 | -1.6327 | -2.9482 | -4.4255 | 2.1256 | 0.82127 | 0.089737
APM | 2028 | 28.7221 | 30.8395 | 33.5053 | 3.1135 | 3.7699 | 4.629 | 23.2411 | 25.8054 | 28.658 | 1.5107 | 3.6716 | 4.2232 | 21.9068 | 24.548 | 26.9343 | 0.2392 | 0.71903 | 1.4012 | 17.1828 | 18.5626 | 22.9597 | -0.67807 | 0.91396 | 1.4788 | -2.9663 | -4.2818 | -5.7591 | 2.1157 | 0.81135 | 0.079817
APM | 2029 | 29.5154 | 31.6329 | 34.2987 | 2.6755 | 3.3319 | 4.191 | 23.7541 | 26.3183 | 29.171 | 1.4708 | 3.6317 | 4.1833 | 22.1371 | 24.7783 | 27.1646 | 0.10575 | 0.58557 | 1.2677 | 17.1262 | 18.5061 | 22.9032 | -0.76944 | 0.8226 | 1.3874 | -4.3234 | -5.639 | -7.1163 | 2.1048 | 0.80053 | 0.068991
APM | 2030 | 30.2613 | 32.3787 | 35.0445 | 2.2827 | 2.9391 | 3.7981 | 24.2706 | 26.8348 | 29.6875 | 1.432 | 3.5929 | 4.1445 | 22.2954 | 24.9366 | 27.3229 | -0.077516 | 0.40231 | 1.0845 | 17.0377 | 18.4176 | 22.8147 | -0.86934 | 0.72269 | 1.2875 | -5.6368 | -6.9524 | -8.4296 | 2.0958 | 0.79144 | 0.059907
APM | 2031 | 30.9364 | 33.0539 | 35.7197 | 1.9749 | 2.6313 | 3.4904 | 24.7891 | 27.3534 | 30.206 | 1.3939 | 3.5547 | 4.1063 | 22.3467 | 24.988 | 27.3743 | -0.30773 | 0.17209 | 0.85426 | 16.9451 | 18.3249 | 22.722 | -0.96526 | 0.62677 | 1.1916 | -6.9032 | -8.2188 | -9.6961 | 2.0884 | 0.78411 | 0.05258
APM | 2032 | 31.571 | 33.6884 | 36.3542 | 1.7408 | 2.3972 | 3.2563 | 25.3061 | 27.8703 | 30.7229 | 1.3552 | 3.5161 | 4.0677 | 22.3367 | 24.978 | 27.3642 | -0.54709 | -0.067263 | 0.61491 | 16.8887 | 18.2685 | 22.6656 | -1.0408 | 0.5512 | 1.116 | -8.1589 | -9.4745 | -10.9518 | 2.0815 | 0.77717 | 0.045635
APM | 2033 | 32.5391 | 34.6566 | 37.3224 | 1.5391 | 2.1955 | 3.0546 | 26.152 | 28.7162 | 31.5688 | 1.3157 | 3.4765 | 4.0281 | 22.3294 | 24.9707 | 27.357 | -0.76565 | -0.28582 | 0.39635 | 16.8831 | 18.2629 | 22.66 | -1.0911 | 0.5009 | 1.0657 | -9.4471 | -10.7627 | -12.2399 | 2.0736 | 0.7693 | 0.037763
APM | 2034 | 33.5267 | 35.6442 | 38.31 | 1.3396 | 1.996 | 2.8551 | 26.9958 | 29.5601 | 32.4127 | 1.2755 | 3.4364 | 3.988 | 22.3515 | 24.9928 | 27.3791 | -0.95856 | -0.47873 | 0.20344 | 16.9063 | 18.2862 | 22.6833 | -1.1278 | 0.46422 | 1.0291 | -10.7665 | -12.082 | -13.5593 | 2.0647 | 0.76037 | 0.02884
BCH | 2025 | 64.1907 | 69.3138 | 77.9759 | 1.4814 | 3.2298 | 5.4249 | 46.9552 | 49.9519 | 54.3752 | -2.2499 | -1.6814 | 1.2682 | 59.9578 | 64.9199 | 72.3572 | 0.91984 | 2.3197 | 3.3153 | 45.7522 | 48.9353 | 50.7874 | -2.9089 | -2.4615 | -2.3216 | -20.3581 | -23.3503 | -25.1277 | -2 | -3 | -4.6
BCH | 2026 | 65.2819 | 70.405 | 79.0671 | 0.70524 | 2.4536 | 4.6487 | 47.6908 | 50.6876 | 55.1108 | -2.5362 | -1.9677 | 0.98191 | 60.3028 | 65.2649 | 72.7022 | -0.047086 | 1.3528 | 2.3483 | 45.863 | 49.0461 | 50.8983 | -2.945 | -2.4976 | -2.3577 | -25.3179 | -28.3101 | -30.0874 | -2 | -3 | -4.6
BCH | 2027 | 66.3768 | 71.4999 | 80.162 | -0.07641 | 1.6719 | 3.867 | 48.483 | 51.4797 | 55.9029 | -2.7062 | -2.1377 | 0.8119 | 60.7311 | 65.6932 | 73.1305 | -0.86544 | 0.53444 | 1.53 | 45.7989 | 48.982 | 50.8341 | -2.9782 | -2.5309 | -2.391 | -30.7931 | -33.7853 | -35.5626 | -2 | -3 | -4.6
BCH | 2028 | 68.0812 | 73.2043 | 81.8664 | -0.86373 | 0.88462 | 3.0797 | 49.8732 | 52.8699 | 57.2931 | -2.8106 | -2.2421 | 0.70753 | 61.2573 | 66.2194 | 73.6568 | -1.5296 | -0.12975 | 0.8658 | 45.6409 | 48.8239 | 50.6761 | -3.0094 | -2.562 | -2.4221 | -36.5585 | -39.5507 | -41.3281 | -2 | -3 | -4.6
BCH | 2029 | 69.802 | 74.9252 | 83.5872 | -1.6753 | 0.073002 | 2.2681 | 51.1534 | 54.1502 | 58.5734 | -2.9495 | -2.381 | 0.56859 | 61.8333 | 66.7954 | 74.2327 | -2.1796 | -0.77977 | 0.21579 | 45.5382 | 48.7212 | 50.5734 | -3.0411 | -2.5938 | -2.4539 | -42.2993 | -45.2915 | -47.0688 | -2 | -3 | -4.6
BCH | 2030 | 71.5367 | 76.6599 | 85.3219 | -2.5075 | -0.75918 | 1.4359 | 52.3472 | 55.344 | 59.7672 | -3.1727 | -2.6042 | 0.34547 | 62.3769 | 67.339 | 74.7763 | -2.9469 | -1.547 | -0.55142 | 45.5596 | 48.7427 | 50.5948 | -3.0751 | -2.6278 | -2.4879 | -47.7701 | -50.7623 | -52.5396 | -2 | -3 | -4.6
BCH | 2031 | 73.2617 | 78.3848 | 87.0468 | -3.3252 | -1.5768 | 0.61827 | 53.6249 | 56.6216 | 61.0448 | -3.4402 | -2.8717 | 0.077933 | 62.8255 | 67.7876 | 75.225 | -3.8373 | -2.4375 | -1.4419 | 45.6446 | 48.8276 | 50.6798 | -3.1106 | -2.6632 | -2.5233 | -53.0215 | -56.0138 | -57.7911 | -2 | -3 | -4.6
BCH | 2032 | 74.9368 | 80.0599 | 88.7219 | -4.0692 | -2.3208 | -0.12574 | 55.1724 | 58.1691 | 62.5923 | -3.669 | -3.1005 | -0.15091 | 63.1556 | 68.1177 | 75.555 | -4.7303 | -3.3304 | -2.3349 | 45.6707 | 48.8538 | 50.7059 | -3.1451 | -2.6978 | -2.5579 | -58.2834 | -61.2757 | -63.053 | -2 | -3 | -4.6
BCH | 2033 | 77.1466 | 82.2697 | 90.9318 | -4.7071 | -2.9587 | -0.76362 | 57.6243 | 60.6211 | 65.0443 | -3.8154 | -3.2469 | -0.29731 | 63.3849 | 68.347 | 75.7843 | -5.5071 | -4.1072 | -3.1116 | 45.5768 | 48.7599 | 50.612 | -3.1773 | -2.7299 | -2.59 | -63.7877 | -66.7799 | -68.5573 | -2 | -3 | -4.6
BCH | 2034 | 79.2977 | 84.4209 | 93.0829 | -5.2581 | -3.5098 | -1.3147 | 60.2317 | 63.2284 | 67.6516 | -3.9106 | -3.3421 | -0.39248 | 63.554 | 68.5161 | 75.9535 | -6.1543 | -4.7544 | -3.7589 | 45.4081 | 48.5911 | 50.4433 | -3.2079 | -2.7606 | -2.6207 | -69.5087 | -72.5009 | -74.2782 | -2 | -3 | -4.6
BCT | 2025 | 13.6301 | 16.4896 | 20.4225 | 2.3376 | 2.5175 | 2.6938 | 12.5276 | 14.3659 | 16.2646 | 0.75671 | 0.94184 | 1.8474 | 11.3364 | 14.0988 | 17.6599 | 0.90482 | 1.1961 | 1.7985 | 8.5335 | 9.5715 | 11.8821 | -0.045933 | 0.11808 | 0.49926 | -2.8053 | -3.1928 | -3.5698 | 0.3 | -0.1 | -0.55
BCT | 2026 | 13.7109 | 16.5703 | 20.5032 | 2.2513 | 2.4311 | 2.6074 | 12.6083 | 14.4466 | 16.3453 | 0.60097 | 0.7861 | 1.6916 | 11.3364 | 14.0988 | 17.6599 | 0.79246 | 1.0837 | 1.6861 | 8.5335 | 9.5715 | 11.8821 | -0.11158 | 0.052441 | 0.43362 | -3.7347 | -4.1223 | -4.4993 | 0.3 | -0.1 | -0.55
BCT | 2027 | 13.7916 | 16.6511 | 20.5839 | 2.075 | 2.2549 | 2.4312 | 12.689 | 14.5273 | 16.426 | 0.50618 | 0.69131 | 1.5969 | 11.3364 | 14.0988 | 17.6599 | 0.68933 | 0.98058 | 1.583 | 8.5335 | 9.5715 | 11.8821 | -0.18533 | -0.021314 | 0.35987 | -4.5062 | -4.8938 | -5.2708 | 0.3 | -0.1 | -0.55
BCT | 2028 | 13.9389 | 16.7984 | 20.7312 | 1.8328 | 2.0127 | 2.189 | 12.8363 | 14.6746 | 16.5733 | 0.44014 | 0.62527 | 1.5308 | 11.3364 | 14.0988 | 17.6599 | 0.58604 | 0.87729 | 1.4797 | 8.5335 | 9.5715 | 11.8821 | -0.25563 | -0.091617 | 0.28956 | -5.138 | -5.5255 | -5.9025 | 0.3 | -0.1 | -0.55
BCT | 2029 | 14.0862 | 16.9457 | 20.8785 | 1.6196 | 1.7995 | 1.9758 | 12.9836 | 14.8219 | 16.7206 | 0.34694 | 0.53207 | 1.4376 | 11.3364 | 14.0988 | 17.6599 | 0.50921 | 0.80047 | 1.4029 | 8.5335 | 9.5715 | 11.8821 | -0.29251 | -0.1285 | 0.25268 | -5.7283 | -6.1159 | -6.4929 | 0.3 | -0.1 | -0.55
BCT | 2030 | 14.2335 | 17.093 | 21.0259 | 1.5076 | 1.6875 | 1.8638 | 13.1309 | 14.9692 | 16.8679 | 0.20562 | 0.39074 | 1.2963 | 11.3364 | 14.0988 | 17.6599 | 0.48337 | 0.77462 | 1.3771 | 8.5335 | 9.5715 | 11.8821 | -0.28866 | -0.12465 | 0.25653 | -6.3705 | -6.758 | -7.135 | 0.3 | -0.1 | -0.55
BCT | 2031 | 14.3808 | 17.2403 | 21.1732 | 1.4736 | 1.6534 | 1.8297 | 13.2782 | 15.1166 | 17.0152 | 0.049084 | 0.23421 | 1.1398 | 11.3364 | 14.0988 | 17.6599 | 0.4938 | 0.78505 | 1.3875 | 8.5335 | 9.5715 | 11.8821 | -0.27284 | -0.10882 | 0.27236 | -7.0886 | -7.4761 | -7.8531 | 0.3 | -0.1 | -0.55
BCT | 2032 | 14.5281 | 17.3876 | 21.3205 | 1.4201 | 1.6 | 1.7763 | 13.4255 | 15.2639 | 17.1626 | -0.06866 | 0.11647 | 1.022 | 11.3364 | 14.0988 | 17.6599 | 0.49136 | 0.78261 | 1.385 | 8.5335 | 9.5715 | 11.8821 | -0.28787 | -0.12385 | 0.25733 | -7.8247 | -8.2122 | -8.5892 | 0.3 | -0.1 | -0.55
BCT | 2033 | 14.7692 | 17.6287 | 21.5615 | 1.2644 | 1.4443 | 1.6206 | 13.6666 | 15.5049 | 17.4036 | -0.12435 | 0.060778 | 0.96633 | 11.3364 | 14.0988 | 17.6599 | 0.43395 | 0.72521 | 1.3276 | 8.5335 | 9.5715 | 11.8821 | -0.35146 | -0.18745 | 0.19373 | -8.5084 | -8.8959 | -9.2729 | 0.3 | -0.1 | -0.55
BCT | 2034 | 15.0102 | 17.8697 | 21.8026 | 1.0101 | 1.19 | 1.3663 | 13.9077 | 15.746 | 17.6447 | -0.14375 | 0.041379 | 0.94693 | 11.3364 | 14.0988 | 17.6599 | 0.32337 | 0.61463 | 1.2171 | 8.5335 | 9.5715 | 11.8821 | -0.44389 | -0.27987 | 0.10131 | -9.1251 | -9.5127 | -9.8897 | 0.3 | -0.1 | -0.55
BDE | 2025 | 0.39204 | 0.42216 | 0.44574 | 0.26493 | 0.31935 | 0.35603 | 0.1839 | 0.40738 | 0.45854 | 0.19508 | 0.31523 | 0.34445 | 0 | 0.05 | 0.4 | 0 | 0.1 | 0.3 | 0 | 0.05 | 0.1 | 0 | 0.05 | 0.1 | 0.05 | 0.01 | 0 | 0.05 | 0.01 | 0
BDE | 2026 | 0.39204 | 0.42216 | 0.44574 | 0.26493 | 0.31935 | 0.35603 | 0.1839 | 0.40738 | 0.45854 | 0.19508 | 0.31523 | 0.34445 | 0 | 0.05 | 0.4 | 0 | 0.1 | 0.3 | 0 | 0.05 | 0.1 | 0 | 0.05 | 0.1 | 0.05 | 0.01 | 0 | 0.05 | 0.01 | 0
BDE | 2027 | 0.39204 | 0.42216 | 0.44574 | 0.26493 | 0.31935 | 0.35603 | 0.1839 | 0.40738 | 0.45854 | 0.19508 | 0.31523 | 0.34445 | 0 | 0.05 | 0.4 | 0 | 0.1 | 0.3 | 0 | 0.05 | 0.1 | 0 | 0.05 | 0.1 | 0.05 | 0.01 | 0 | 0.05 | 0.01 | 0
BDE | 2028 | 0.39204 | 0.42216 | 0.44574 | 0.26493 | 0.31935 | 0.35603 | 0.1839 | 0.40738 | 0.45854 | 0.19508 | 0.31523 | 0.34445 | 0 | 0.05 | 0.4 | 0 | 0.1 | 0.3 | 0 | 0.05 | 0.1 | 0 | 0.05 | 0.1 | 0.05 | 0.01 | 0 | 0.05 | 0.01 | 0
BDE | 2029 | 0.39204 | 0.42216 | 0.44574 | 0.26493 | 0.31935 | 0.35603 | 0.1839 | 0.40738 | 0.45854 | 0.19508 | 0.31523 | 0.34445 | 0 | 0.05 | 0.4 | 0 | 0.1 | 0.3 | 0 | 0.05 | 0.1 | 0 | 0.05 | 0.1 | 0.05 | 0.01 | 0 | 0.05 | 0.01 | 0
BDE | 2030 | 0.39204 | 0.42216 | 0.44574 | 0.26493 | 0.31935 | 0.35603 | 0.1839 | 0.40738 | 0.45854 | 0.19508 | 0.31523 | 0.34445 | 0 | 0.05 | 0.4 | 0 | 0.1 | 0.3 | 0 | 0.05 | 0.1 | 0 | 0.05 | 0.1 | 0.05 | 0.01 | 0 | 0.05 | 0.01 | 0
BDE | 2031 | 0.39204 | 0.42216 | 0.44574 | 0.26493 | 0.31935 | 0.35603 | 0.1839 | 0.40738 | 0.45854 | 0.19508 | 0.31523 | 0.34445 | 0 | 0.05 | 0.4 | 0 | 0.1 | 0.3 | 0 | 0.05 | 0.1 | 0 | 0.05 | 0.1 | 0.05 | 0.01 | 0 | 0.05 | 0.01 | 0
BDE | 2032 | 0.39204 | 0.42216 | 0.44574 | 0.26493 | 0.31935 | 0.35603 | 0.1839 | 0.40738 | 0.45854 | 0.19508 | 0.31523 | 0.34445 | 0 | 0.05 | 0.4 | 0 | 0.1 | 0.3 | 0 | 0.05 | 0.1 | 0 | 0.05 | 0.1 | 0.05 | 0.01 | 0 | 0.05 | 0.01 | 0
BDE | 2033 | 0.39204 | 0.42216 | 0.44574 | 0.26493 | 0.31935 | 0.35603 | 0.1839 | 0.40738 | 0.45854 | 0.19508 | 0.31523 | 0.34445 | 0 | 0.05 | 0.4 | 0 | 0.1 | 0.3 | 0 | 0.05 | 0.1 | 0 | 0.05 | 0.1 | 0.05 | 0.01 | 0 | 0.05 | 0.01 | 0
BDE | 2034 | 0.39204 | 0.42216 | 0.44574 | 0.26493 | 0.31935 | 0.35603 | 0.1839 | 0.40738 | 0.45854 | 0.19508 | 0.31523 | 0.34445 | 0 | 0.05 | 0.4 | 0 | 0.1 | 0.3 | 0 | 0.05 | 0.1 | 0 | 0.05 | 0.1 | 0.05 | 0.01 | 0 | 0.05 | 0.01 | 0
BDP | 2025 | 50.9675 | 56.6508 | 60.8345 | -2.3234 | -0.95134 | 2.3652 | 54.0221 | 57.2365 | 59.1007 | -1.8816 | -0.29355 | 0.76316 | 1 | 20 | 45 | -7.9071 | -3.4937 | 0.25357 | 15 | 40 | 52 | -11.8413 | -5.7436 | -2.752 | 44.166 | 31.3441 | 22.6923 | -4.1957 | -5.4211 | -8.5309
BDP | 2026 | 50.9675 | 56.6508 | 60.8345 | -3.1352 | -1.7631 | 1.5534 | 53.9944 | 57.2088 | 59.073 | -1.8816 | -0.29355 | 0.76316 | 1 | 20 | 45 | -7.9071 | -3.4937 | 0.25357 | 15 | 40 | 52 | -11.8413 | -5.7436 | -2.752 | 45.1223 | 32.3004 | 23.6486 | -4.1957 | -5.4211 | -8.5309
BDP | 2027 | 50.9675 | 56.6508 | 60.8345 | -3.9331 | -2.561 | 0.75557 | 53.9725 | 57.1869 | 59.0511 | -1.8816 | -0.29355 | 0.76316 | 1 | 20 | 45 | -7.9071 | -3.4937 | 0.25357 | 15 | 40 | 52 | -11.8413 | -5.7436 | -2.752 | 45.9454 | 33.1235 | 24.4716 | -4.1957 | -5.4211 | -8.5309
BDP | 2028 | 50.9675 | 56.6508 | 60.8345 | -3.9894 | -2.6173 | 0.69923 | 53.9816 | 57.196 | 59.0602 | -1.8816 | -0.29355 | 0.76316 | 1 | 20 | 45 | -7.9071 | -3.4937 | 0.25357 | 15 | 40 | 52 | -11.8413 | -5.7436 | -2.752 | 45.8982 | 33.0763 | 24.4244 | -4.1957 | -5.4211 | -8.5309
BDP | 2029 | 50.9675 | 56.6508 | 60.8345 | -3.4715 | -2.0994 | 1.2171 | 54.0053 | 57.2197 | 59.084 | -1.8816 | -0.29355 | 0.76316 | 1 | 20 | 45 | -7.9071 | -3.4937 | 0.25357 | 15 | 40 | 52 | -11.8413 | -5.7436 | -2.752 | 45.2804 | 32.4585 | 23.8067 | -4.1957 | -5.4211 | -8.5309
BDP | 2030 | 50.9675 | 56.6508 | 60.8345 | -3.1253 | -1.7532 | 1.5634 | 54.0116 | 57.2259 | 59.0902 | -1.8816 | -0.29355 | 0.76316 | 1 | 20 | 45 | -7.9071 | -3.4937 | 0.25357 | 15 | 40 | 52 | -11.8413 | -5.7436 | -2.752 | 44.9316 | 32.1097 | 23.4579 | -4.1957 | -5.4211 | -8.5309
BDP | 2031 | 50.9675 | 56.6508 | 60.8345 | -3.3482 | -1.9761 | 1.3404 | 53.9946 | 57.209 | 59.0732 | -1.8816 | -0.29355 | 0.76316 | 1 | 20 | 45 | -7.9071 | -3.4937 | 0.25357 | 15 | 40 | 52 | -11.8413 | -5.7436 | -2.752 | 45.2235 | 32.4016 | 23.7497 | -4.1957 | -5.4211 | -8.5309
BDP | 2032 | 50.9675 | 56.6508 | 60.8345 | -3.7781 | -2.406 | 0.91058 | 53.979 | 57.1934 | 59.0576 | -1.8816 | -0.29355 | 0.76316 | 1 | 20 | 45 | -7.9071 | -3.4937 | 0.25357 | 15 | 40 | 52 | -11.8413 | -5.7436 | -2.752 | 45.7266 | 32.9047 | 24.2528 | -4.1957 | -5.4211 | -8.5309
BDP | 2033 | 50.9675 | 56.6508 | 60.8345 | -3.7751 | -2.403 | 0.9135 | 53.9871 | 57.2014 | 59.0657 | -1.8816 | -0.29355 | 0.76316 | 1 | 20 | 45 | -7.9071 | -3.4937 | 0.25357 | 15 | 40 | 52 | -11.8413 | -5.7436 | -2.752 | 45.7271 | 32.9052 | 24.2534 | -4.1957 | -5.4211 | -8.5309
BDP | 2034 | 50.9675 | 56.6508 | 60.8345 | -3.1629 | -1.7908 | 1.5258 | 54.0136 | 57.228 | 59.0922 | -1.8816 | -0.29355 | 0.76316 | 1 | 20 | 45 | -7.9071 | -3.4937 | 0.25357 | 15 | 40 | 52 | -11.8413 | -5.7436 | -2.752 | 45.0332 | 32.2113 | 23.5595 | -4.1957 | -5.4211 | -8.5309
BEL | 2025 | 39.8295 | 42.6094 | 46.3648 | 5.134 | 5.7778 | 6.5063 | 32.8133 | 34.4287 | 35.9699 | 1.1202 | 2.6067 | 4.7059 | 36.2824 | 40.4588 | 44.9269 | 3.184 | 3.8036 | 4.7501 | 28.6106 | 29.8435 | 30.4573 | -0.8947 | -0.20743 | 0.021042 | 11.5737 | 3.4172 | 0.44554 | -0.3 | -1.7 | -2
BEL | 2026 | 40.7157 | 43.4956 | 47.251 | 5.2184 | 5.8622 | 6.5907 | 33.8248 | 35.4402 | 36.9814 | 0.92022 | 2.4068 | 4.5059 | 36.7757 | 40.9522 | 45.4203 | 2.7644 | 3.384 | 4.3306 | 28.6647 | 29.8976 | 30.5114 | -1.0659 | -0.37864 | -0.15017 | 10.2588 | 2.1023 | -0.86934 | -0.3 | -1.7 | -2
BEL | 2027 | 41.3796 | 44.1595 | 47.9149 | 4.9659 | 5.6098 | 6.3382 | 34.5855 | 36.2008 | 37.742 | 0.85651 | 2.3431 | 4.4422 | 36.8238 | 41.0003 | 45.4683 | 2.2759 | 2.8956 | 3.8421 | 28.6062 | 29.8391 | 30.4529 | -1.1467 | -0.45943 | -0.23096 | 8.8837 | 0.72715 | -2.2445 | -0.3 | -1.7 | -2
BEL | 2028 | 41.6857 | 44.4656 | 48.221 | 4.3792 | 5.0231 | 5.7516 | 35.0699 | 36.6853 | 38.2265 | 0.89972 | 2.3863 | 4.4854 | 36.3133 | 40.4898 | 44.9579 | 1.7266 | 2.3462 | 3.2927 | 28.4331 | 29.666 | 30.2798 | -1.1598 | -0.47248 | -0.24401 | 7.4731 | -0.68351 | -3.6551 | -0.3 | -1.7 | -2
BEL | 2029 | 41.9775 | 44.7574 | 48.5128 | 3.8017 | 4.4455 | 5.174 | 35.6391 | 37.2545 | 38.7957 | 0.89736 | 2.3839 | 4.4831 | 35.7743 | 39.9508 | 44.4189 | 1.1788 | 1.7984 | 2.7449 | 28.2767 | 29.5096 | 30.1234 | -1.2044 | -0.51715 | -0.28868 | 6.0615 | -2.095 | -5.0666 | -0.3 | -1.7 | -2
BEL | 2030 | 42.5376 | 45.3175 | 49.0729 | 3.5561 | 4.2 | 4.9284 | 36.4934 | 38.1087 | 39.6499 | 0.74108 | 2.2276 | 4.3268 | 35.7726 | 39.9491 | 44.4172 | 0.69058 | 1.3102 | 2.2567 | 28.2596 | 29.4925 | 30.1063 | -1.3485 | -0.66126 | -0.43279 | 4.6816 | -3.475 | -6.4466 | -0.3 | -1.7 | -2
BEL | 2031 | 43.3559 | 46.1358 | 49.8912 | 3.6229 | 4.2668 | 4.9952 | 37.5755 | 39.1909 | 40.7321 | 0.46155 | 1.9481 | 4.0472 | 36.2883 | 40.4648 | 44.9328 | 0.25625 | 0.87587 | 1.8224 | 28.3916 | 29.6245 | 30.2383 | -1.5682 | -0.88096 | -0.65249 | 3.3263 | -4.8303 | -7.8019 | -0.3 | -1.7 | -2
BEL | 2032 | 44.1338 | 46.9137 | 50.6691 | 3.6716 | 4.3155 | 5.0439 | 38.6537 | 40.269 | 41.8102 | 0.18399 | 1.6705 | 3.7697 | 36.723 | 40.8995 | 45.3675 | -0.18106 | 0.43855 | 1.3851 | 28.5814 | 29.8143 | 30.4281 | -1.78 | -1.0927 | -0.86425 | 1.9715 | -6.1851 | -9.1567 | -0.3 | -1.7 | -2
BEL | 2033 | 45.0753 | 47.8552 | 51.6106 | 3.3868 | 4.0307 | 4.7592 | 40.0573 | 41.6727 | 43.2139 | -0.0050553 | 1.4815 | 3.5806 | 36.504 | 40.6805 | 45.1485 | -0.67628 | -0.056662 | 0.88985 | 28.7438 | 29.9768 | 30.5906 | -1.9284 | -1.2411 | -1.0126 | 0.58965 | -7.5669 | -10.5385 | -0.3 | -1.7 | -2
BEL | 2034 | 45.6878 | 48.4678 | 52.2232 | 2.7566 | 3.4004 | 4.1289 | 41.3419 | 42.9573 | 44.4984 | -0.12985 | 1.3567 | 3.4558 | 35.626 | 39.8025 | 44.2706 | -1.2291 | -0.6095 | 0.33701 | 28.8728 | 30.1057 | 30.7195 | -2.0325 | -1.3452 | -1.1167 | -0.81353 | -8.9701 | -11.9417 | -0.3 | -1.7 | -2
BGM | 2025 | 133.5886 | 140.2918 | 143.6269 | 26.3765 | 28.0499 | 30.4553 | 73.9442 | 122.3727 | 142.9206 | 27.3382 | 28.6064 | 29.5646 | 80.1063 | 119.8547 | 128.7896 | 16.5341 | 21.349 | 24.8854 | 106.7836 | 131.0741 | 135.5433 | 17.141 | 21.0023 | 22.389 | 131 | 110 | 20 | 21 | 10 | 4.5
BGM | 2026 | 133.5886 | 140.2918 | 143.6269 | 26.2662 | 27.9396 | 30.345 | 73.9442 | 122.3727 | 142.9206 | 27.3382 | 28.6064 | 29.5646 | 80.1063 | 119.8547 | 128.7896 | 16.5341 | 21.349 | 24.8854 | 106.7836 | 131.0741 | 135.5433 | 17.141 | 21.0023 | 22.389 | 131 | 110 | 20 | 21 | 10 | 4.5
BGM | 2027 | 133.5886 | 140.2918 | 143.6269 | 26.2637 | 27.9371 | 30.3425 | 73.9442 | 122.3727 | 142.9206 | 27.3382 | 28.6064 | 29.5646 | 80.1063 | 119.8547 | 128.7896 | 16.5341 | 21.349 | 24.8854 | 106.7836 | 131.0741 | 135.5433 | 17.141 | 21.0023 | 22.389 | 131 | 110 | 20 | 21 | 10 | 4.5
BGM | 2028 | 133.5886 | 140.2918 | 143.6269 | 26.3889 | 28.0623 | 30.4676 | 73.9442 | 122.3727 | 142.9206 | 27.3382 | 28.6064 | 29.5646 | 80.1063 | 119.8547 | 128.7896 | 16.5341 | 21.349 | 24.8854 | 106.7836 | 131.0741 | 135.5433 | 17.141 | 21.0023 | 22.389 | 131 | 110 | 20 | 21 | 10 | 4.5
BGM | 2029 | 133.5886 | 140.2918 | 143.6269 | 26.5203 | 28.1937 | 30.599 | 73.9442 | 122.3727 | 142.9206 | 27.3382 | 28.6064 | 29.5646 | 80.1063 | 119.8547 | 128.7896 | 16.5341 | 21.349 | 24.8854 | 106.7836 | 131.0741 | 135.5433 | 17.141 | 21.0023 | 22.389 | 131 | 110 | 20 | 21 | 10 | 4.5
BGM | 2030 | 133.5886 | 140.2918 | 143.6269 | 26.5244 | 28.1978 | 30.6031 | 73.9442 | 122.3727 | 142.9206 | 27.3382 | 28.6064 | 29.5646 | 80.1063 | 119.8547 | 128.7896 | 16.5341 | 21.349 | 24.8854 | 106.7836 | 131.0741 | 135.5433 | 17.141 | 21.0023 | 22.389 | 131 | 110 | 20 | 21 | 10 | 4.5
BGM | 2031 | 133.5886 | 140.2918 | 143.6269 | 26.3989 | 28.0723 | 30.4776 | 73.9442 | 122.3727 | 142.9206 | 27.3382 | 28.6064 | 29.5646 | 80.1063 | 119.8547 | 128.7896 | 16.5341 | 21.349 | 24.8854 | 106.7836 | 131.0741 | 135.5433 | 17.141 | 21.0023 | 22.389 | 131 | 110 | 20 | 21 | 10 | 4.5
BGM | 2032 | 133.5886 | 140.2918 | 143.6269 | 26.2821 | 27.9555 | 30.3609 | 73.9442 | 122.3727 | 142.9206 | 27.3382 | 28.6064 | 29.5646 | 80.1063 | 119.8547 | 128.7896 | 16.5341 | 21.349 | 24.8854 | 106.7836 | 131.0741 | 135.5433 | 17.141 | 21.0023 | 22.389 | 131 | 110 | 20 | 21 | 10 | 4.5
BGM | 2033 | 133.5886 | 140.2918 | 143.6269 | 26.3133 | 27.9867 | 30.3921 | 73.9442 | 122.3727 | 142.9206 | 27.3382 | 28.6064 | 29.5646 | 80.1063 | 119.8547 | 128.7896 | 16.5341 | 21.349 | 24.8854 | 106.7836 | 131.0741 | 135.5433 | 17.141 | 21.0023 | 22.389 | 131 | 110 | 20 | 21 | 10 | 4.5
BGM | 2034 | 133.5886 | 140.2918 | 143.6269 | 26.4954 | 28.1688 | 30.5742 | 73.9442 | 122.3727 | 142.9206 | 27.3382 | 28.6064 | 29.5646 | 80.1063 | 119.8547 | 128.7896 | 16.5341 | 21.349 | 24.8854 | 106.7836 | 131.0741 | 135.5433 | 17.141 | 21.0023 | 22.389 | 131 | 110 | 20 | 21 | 10 | 4.5
BHK | 2025 | 4.1875 | 4.351 | 4.4818 | -0.90747 | -0.58106 | -0.42989 | 4.0902 | 4.3057 | 4.5937 | -0.77288 | -0.43797 | -0.022699 | 1.528 | 2.7079 | 3.6185 | -2.0533 | -1.2933 | -0.65992 | 2.4001 | 3.3979 | 4.0109 | -1.6216 | -1.1808 | -0.84882 | 3.85 | 3 | 1 | -0.5 | -1 | -2
BHK | 2026 | 4.1875 | 4.351 | 4.4818 | -0.95972 | -0.63331 | -0.48214 | 4.0902 | 4.3057 | 4.5937 | -0.77288 | -0.43797 | -0.022699 | 1.528 | 2.7079 | 3.6185 | -2.0533 | -1.2933 | -0.65992 | 2.4001 | 3.3979 | 4.0109 | -1.6216 | -1.1808 | -0.84882 | 3.85 | 3 | 1 | -0.5 | -1 | -2
BHK | 2027 | 4.1875 | 4.351 | 4.4818 | -1.0036 | -0.67723 | -0.52606 | 4.0902 | 4.3057 | 4.5937 | -0.77288 | -0.43797 | -0.022699 | 1.528 | 2.7079 | 3.6185 | -2.0533 | -1.2933 | -0.65992 | 2.4001 | 3.3979 | 4.0109 | -1.6216 | -1.1808 | -0.84882 | 3.85 | 3 | 1 | -0.5 | -1 | -2
BHK | 2028 | 4.1875 | 4.351 | 4.4818 | -1.0356 | -0.70917 | -0.558 | 4.0902 | 4.3057 | 4.5937 | -0.77288 | -0.43797 | -0.022699 | 1.528 | 2.7079 | 3.6185 | -2.0533 | -1.2933 | -0.65992 | 2.4001 | 3.3979 | 4.0109 | -1.6216 | -1.1808 | -0.84882 | 3.85 | 3 | 1 | -0.5 | -1 | -2
BHK | 2029 | 4.1875 | 4.351 | 4.4818 | -1.0446 | -0.71814 | -0.56697 | 4.0902 | 4.3057 | 4.5937 | -0.77288 | -0.43797 | -0.022699 | 1.528 | 2.7079 | 3.6185 | -2.0533 | -1.2933 | -0.65992 | 2.4001 | 3.3979 | 4.0109 | -1.6216 | -1.1808 | -0.84882 | 3.85 | 3 | 1 | -0.5 | -1 | -2
BHK | 2030 | 4.1875 | 4.351 | 4.4818 | -1.0277 | -0.70125 | -0.55008 | 4.0902 | 4.3057 | 4.5937 | -0.77288 | -0.43797 | -0.022699 | 1.528 | 2.7079 | 3.6185 | -2.0533 | -1.2933 | -0.65992 | 2.4001 | 3.3979 | 4.0109 | -1.6216 | -1.1808 | -0.84882 | 3.85 | 3 | 1 | -0.5 | -1 | -2
BHK | 2031 | 4.1875 | 4.351 | 4.4818 | -0.99963 | -0.67322 | -0.52205 | 4.0902 | 4.3057 | 4.5937 | -0.77288 | -0.43797 | -0.022699 | 1.528 | 2.7079 | 3.6185 | -2.0533 | -1.2933 | -0.65992 | 2.4001 | 3.3979 | 4.0109 | -1.6216 | -1.1808 | -0.84882 | 3.85 | 3 | 1 | -0.5 | -1 | -2
BHK | 2032 | 4.1875 | 4.351 | 4.4818 | -0.98527 | -0.65886 | -0.50769 | 4.0902 | 4.3057 | 4.5937 | -0.77288 | -0.43797 | -0.022699 | 1.528 | 2.7079 | 3.6185 | -2.0533 | -1.2933 | -0.65992 | 2.4001 | 3.3979 | 4.0109 | -1.6216 | -1.1808 | -0.84882 | 3.85 | 3 | 1 | -0.5 | -1 | -2
BHK | 2033 | 4.1875 | 4.351 | 4.4818 | -1.0007 | -0.67424 | -0.52307 | 4.0902 | 4.3057 | 4.5937 | -0.77288 | -0.43797 | -0.022699 | 1.528 | 2.7079 | 3.6185 | -2.0533 | -1.2933 | -0.65992 | 2.4001 | 3.3979 | 4.0109 | -1.6216 | -1.1808 | -0.84882 | 3.85 | 3 | 1 | -0.5 | -1 | -2
BHK | 2034 | 4.1875 | 4.351 | 4.4818 | -1.0411 | -0.71466 | -0.56349 | 4.0902 | 4.3057 | 4.5937 | -0.77288 | -0.43797 | -0.022699 | 1.528 | 2.7079 | 3.6185 | -2.0533 | -1.2933 | -0.65992 | 2.4001 | 3.3979 | 4.0109 | -1.6216 | -1.1808 | -0.84882 | 3.85 | 3 | 1 | -0.5 | -1 | -2
BIB | 2025 | 53.4989 | 58.3929 | 63.4179 | 2.8992 | 4.5008 | 5.5305 | 47.5507 | 51.397 | 55.3557 | 0.82731 | 2.4163 | 4.5026 | 46.1895 | 52.0564 | 58.0328 | 1.2456 | 3.665 | 4.6204 | 36.5161 | 43.7271 | 45.8901 | -2.7274 | -1.4701 | -1.0471 | 10 | 4 | -5 | -1.638 | -2.5008 | -3.6191
BIB | 2026 | 54.5661 | 59.4601 | 64.4851 | 2.8208 | 4.4224 | 5.4521 | 48.5675 | 52.4138 | 56.3726 | 0.7733 | 2.3623 | 4.4486 | 46.3383 | 52.2053 | 58.1816 | 1.1054 | 3.5249 | 4.4802 | 36.9004 | 44.1114 | 46.2744 | -2.9581 | -1.7008 | -1.2778 | 10 | 4 | -5 | -1.3808 | -2.2436 | -3.3618
BIB | 2027 | 55.6642 | 60.5582 | 65.5832 | 2.6663 | 4.2679 | 5.2976 | 49.8238 | 53.6701 | 57.6289 | 0.62182 | 2.2108 | 4.2971 | 46.5122 | 52.3792 | 58.3555 | 0.9134 | 3.3329 | 4.2882 | 37.4091 | 44.6201 | 46.7831 | -3.2635 | -2.0062 | -1.5831 | 10 | 4 | -5 | -1.0605 | -1.9233 | -3.0415
BIB | 2028 | 56.9091 | 61.8031 | 66.8281 | 2.418 | 4.0197 | 5.0493 | 51.2347 | 55.081 | 59.0397 | 0.46613 | 2.0551 | 4.1415 | 46.6883 | 52.5552 | 58.5316 | 0.65945 | 3.0789 | 4.0343 | 37.9503 | 45.1613 | 47.3243 | -3.5884 | -2.331 | -1.908 | 10 | 4 | -5 | -0.66041 | -1.5233 | -2.6415
BIB | 2029 | 58.0681 | 62.9621 | 67.9871 | 2.2039 | 3.8056 | 4.8352 | 52.3243 | 56.1706 | 60.1293 | 0.44126 | 2.0302 | 4.1166 | 46.7944 | 52.6613 | 58.6377 | 0.42564 | 2.8451 | 3.8004 | 38.324 | 45.535 | 47.698 | -3.8127 | -2.5554 | -2.1323 | 10 | 4 | -5 | -0.29241 | -1.1553 | -2.2735
BIB | 2030 | 59.0849 | 63.9789 | 69.0039 | 2.1499 | 3.7515 | 4.7812 | 53.0672 | 56.9135 | 60.8722 | 0.55754 | 2.1465 | 4.2329 | 46.7849 | 52.6519 | 58.6282 | 0.29342 | 2.7129 | 3.6682 | 38.4672 | 45.6782 | 47.8412 | -3.8986 | -2.6413 | -2.2183 | 10 | 4 | -5 | -0.078827 | -0.94167 | -2.0599
BIB | 2031 | 60.0066 | 64.9005 | 69.9256 | 2.2343 | 3.836 | 4.8656 | 53.821 | 57.6673 | 61.626 | 0.66939 | 2.2584 | 4.3447 | 46.698 | 52.5649 | 58.5413 | 0.24913 | 2.6686 | 3.6239 | 38.5315 | 45.7425 | 47.9055 | -3.9373 | -2.6799 | -2.2569 | 10 | 4 | -5 | -0.0072622 | -0.87011 | -1.9883
BIB | 2032 | 60.955 | 65.849 | 70.874 | 2.2994 | 3.901 | 4.9307 | 55.0351 | 58.8814 | 62.8401 | 0.59382 | 2.1828 | 4.2691 | 46.6329 | 52.4998 | 58.4762 | 0.19224 | 2.6117 | 3.567 | 38.7548 | 45.9658 | 48.1288 | -4.0713 | -2.814 | -2.3909 | 10 | 4 | -5 | 0.076452 | -0.78639 | -1.9046
BIB | 2033 | 62.5897 | 67.4837 | 72.5087 | 2.2012 | 3.8029 | 4.8325 | 57.4038 | 61.2501 | 65.2088 | 0.2775 | 1.8665 | 3.9528 | 46.6677 | 52.5347 | 58.511 | 0.030828 | 2.4503 | 3.4056 | 39.2338 | 46.4448 | 48.6078 | -4.3588 | -3.1015 | -2.6785 | 10 | 4 | -5 | 0.32958 | -0.53326 | -1.6515
BIB | 2034 | 64.3412 | 69.2352 | 74.2602 | 1.9399 | 3.5416 | 4.5712 | 60.0976 | 63.9439 | 67.9026 | -0.17118 | 1.4178 | 3.5041 | 46.7976 | 52.6645 | 58.6408 | -0.23428 | 2.1852 | 3.1405 | 39.8622 | 47.0732 | 49.2362 | -4.7361 | -3.4787 | -3.0557 | 10 | 4 | -5 | 0.75203 | -0.11081 | -1.229
BKF | 2025 | 34.0247 | 38.2204 | 39.6958 | 4.4725 | 10.648 | 12.3575 | 34.9719 | 36.6451 | 38.1267 | 4.6621 | 9.0038 | 10.5894 | 23.1599 | 26.209 | 28.7951 | 0.28179 | 4.4941 | 7.663 | 23.3741 | 25.7723 | 26.6287 | 2.8251 | 5.1396 | 6.8021 | 30.1027 | 28.3233 | 26.198 | 5.7011 | 4.128 | 0.61717
BKF | 2026 | 34.2527 | 38.4484 | 39.9238 | 4.5916 | 10.7671 | 12.4767 | 34.9719 | 36.6451 | 38.1267 | 3.8186 | 8.1603 | 9.7459 | 23.2176 | 26.2667 | 28.8528 | 0.43044 | 4.6428 | 7.8117 | 23.3747 | 25.773 | 26.6293 | 2.6689 | 4.9835 | 6.646 | 30.1387 | 28.3592 | 26.234 | 5.2884 | 3.7153 | 0.20443
BKF | 2027 | 34.5131 | 38.7088 | 40.1842 | 4.6199 | 10.7954 | 12.505 | 34.9719 | 36.6451 | 38.1267 | 2.7854 | 7.1271 | 8.7128 | 23.2836 | 26.3326 | 28.9187 | 0.58499 | 4.7973 | 7.9662 | 23.3753 | 25.7735 | 26.6298 | 2.5096 | 4.8242 | 6.4867 | 30.1792 | 28.3998 | 26.2745 | 4.8212 | 3.2481 | -0.26275
BKF | 2028 | 34.7626 | 38.9583 | 40.4337 | 4.5699 | 10.7454 | 12.455 | 34.9739 | 36.6471 | 38.1286 | 1.9687 | 6.3104 | 7.8961 | 23.3462 | 26.3953 | 28.9814 | 0.71559 | 4.9279 | 8.0968 | 23.3757 | 25.7739 | 26.6302 | 2.3859 | 4.7004 | 6.363 | 30.2154 | 28.4359 | 26.3107 | 4.4071 | 2.834 | -0.67686
BKF | 2029 | 34.9966 | 39.1923 | 40.6677 | 4.5057 | 10.6811 | 12.3907 | 34.9759 | 36.649 | 38.1306 | 1.7678 | 6.1095 | 7.6951 | 23.4049 | 26.454 | 29.0401 | 0.81358 | 5.0259 | 8.1948 | 23.3761 | 25.7743 | 26.6306 | 2.3118 | 4.6263 | 6.2888 | 30.2474 | 28.4679 | 26.3427 | 4.1024 | 2.5293 | -0.98153
BKF | 2030 | 35.2386 | 39.4343 | 40.9097 | 4.4864 | 10.6619 | 12.3714 | 34.9778 | 36.651 | 38.1326 | 2.1591 | 6.5008 | 8.0865 | 23.4657 | 26.5148 | 29.1009 | 0.88804 | 5.1004 | 8.2693 | 23.3766 | 25.7748 | 26.6312 | 2.2687 | 4.5833 | 6.2458 | 30.2813 | 28.5018 | 26.3766 | 3.894 | 2.3209 | -1.19
BKF | 2031 | 35.5031 | 39.6988 | 41.1742 | 4.5174 | 10.6929 | 12.4024 | 34.9798 | 36.653 | 38.1345 | 2.6904 | 7.0321 | 8.6178 | 23.5321 | 26.5812 | 29.1673 | 0.95329 | 5.1656 | 8.3345 | 23.3773 | 25.7755 | 26.6318 | 2.2237 | 4.5382 | 6.2007 | 30.3206 | 28.5411 | 26.4159 | 3.7231 | 2.1501 | -1.3608
BKF | 2032 | 35.7771 | 39.9728 | 41.4482 | 4.5534 | 10.7288 | 12.4384 | 34.9818 | 36.6549 | 38.1365 | 2.8405 | 7.1822 | 8.7678 | 23.601 | 26.65 | 29.2361 | 1.0166 | 5.2289 | 8.3979 | 23.3779 | 25.7761 | 26.6324 | 2.1518 | 4.4663 | 6.1288 | 30.3622 | 28.5828 | 26.4575 | 3.533 | 1.9599 | -1.551
BKF | 2033 | 36.0458 | 40.2415 | 41.7169 | 4.547 | 10.7225 | 12.4321 | 34.9861 | 36.6592 | 38.1408 | 2.4439 | 6.7856 | 8.3713 | 23.6679 | 26.717 | 29.3031 | 1.0786 | 5.2909 | 8.4599 | 23.3784 | 25.7766 | 26.6329 | 2.05 | 4.3645 | 6.027 | 30.4014 | 28.622 | 26.4967 | 3.2942 | 1.7211 | -1.7897
BKF | 2034 | 36.3037 | 40.4994 | 41.9748 | 4.4935 | 10.6689 | 12.3785 | 34.9903 | 36.6635 | 38.1451 | 1.7478 | 6.0895 | 7.6752 | 23.7321 | 26.7812 | 29.3673 | 1.1385 | 5.3508 | 8.5198 | 23.3788 | 25.777 | 26.6333 | 1.9324 | 4.247 | 5.9095 | 30.4374 | 28.6579 | 26.5327 | 3.0168 | 1.4437 | -2.0671
BLD | 2025 | 21.5741 | 24.2418 | 29.309 | 12.9299 | 16.6119 | 18.4385 | 23.4353 | 30.3068 | 40.0699 | 0.93225 | 5.5425 | 11.5418 | 17.6624 | 18.4264 | 19.983 | 1.1458 | 4.4411 | 6.6396 | 15.4536 | 17.5222 | 19.3901 | -2.8179 | 2.9421 | 7.541 | 22.4895 | 19.7772 | 16.9515 | 7.5 | 5 | 1.5
BLD | 2026 | 21.7609 | 24.4286 | 29.4958 | 14.1775 | 17.8595 | 19.6861 | 23.4759 | 30.3474 | 40.1105 | 0.94536 | 5.5556 | 11.5549 | 17.771 | 18.5349 | 20.0916 | 1.4686 | 4.7639 | 6.9625 | 15.4536 | 17.5222 | 19.3901 | -2.8179 | 2.9421 | 7.541 | 22.4895 | 19.7772 | 16.9515 | 7.5 | 5 | 1.5
BLD | 2027 | 21.8057 | 24.4734 | 29.5406 | 14.5271 | 18.2092 | 20.0358 | 23.5448 | 30.4163 | 40.1794 | 0.93934 | 5.5495 | 11.5489 | 17.797 | 18.5609 | 20.1175 | 1.5643 | 4.8597 | 7.0582 | 15.4536 | 17.5222 | 19.3901 | -2.8179 | 2.9421 | 7.541 | 22.4895 | 19.7772 | 16.9515 | 7.5 | 5 | 1.5
BLD | 2028 | 21.676 | 24.3437 | 29.4109 | 14.1687 | 17.8508 | 19.6774 | 23.621 | 30.4925 | 40.2556 | 0.92366 | 5.5339 | 11.5332 | 17.7209 | 18.4849 | 20.0415 | 1.5184 | 4.8138 | 7.0123 | 15.4536 | 17.5222 | 19.3901 | -2.8179 | 2.9421 | 7.541 | 22.4895 | 19.7772 | 16.9515 | 7.5 | 5 | 1.5
BLD | 2029 | 21.5419 | 24.2096 | 29.2768 | 13.8079 | 17.4899 | 19.3165 | 23.6859 | 30.5574 | 40.3205 | 0.91881 | 5.529 | 11.5284 | 17.6424 | 18.4063 | 19.9629 | 1.4745 | 4.7699 | 6.9684 | 15.4536 | 17.5222 | 19.3901 | -2.8179 | 2.9421 | 7.541 | 22.4895 | 19.7772 | 16.9515 | 7.5 | 5 | 1.5
BLD | 2030 | 21.5842 | 24.2519 | 29.3191 | 14.0372 | 17.7193 | 19.5458 | 23.733 | 30.6045 | 40.3676 | 0.93411 | 5.5443 | 11.5437 | 17.6669 | 18.4309 | 19.9875 | 1.5306 | 4.826 | 7.0245 | 15.4536 | 17.5222 | 19.3901 | -2.8179 | 2.9421 | 7.541 | 22.4895 | 19.7772 | 16.9515 | 7.5 | 5 | 1.5
BLD | 2031 | 21.8089 | 24.4765 | 29.5438 | 14.8376 | 18.5196 | 20.3462 | 23.7664 | 30.6379 | 40.401 | 0.95954 | 5.5697 | 11.5691 | 17.7981 | 18.562 | 20.1187 | 1.6764 | 4.9717 | 7.1702 | 15.4536 | 17.5222 | 19.3901 | -2.8179 | 2.9421 | 7.541 | 22.4895 | 19.7772 | 16.9515 | 7.5 | 5 | 1.5
BLD | 2032 | 22.0462 | 24.7138 | 29.7811 | 15.6579 | 19.34 | 21.1666 | 23.795 | 30.6665 | 40.4296 | 0.97584 | 5.5861 | 11.5854 | 17.9366 | 18.7006 | 20.2572 | 1.8211 | 5.1165 | 7.315 | 15.4536 | 17.5222 | 19.3901 | -2.8179 | 2.9421 | 7.541 | 22.4895 | 19.7772 | 16.9515 | 7.5 | 5 | 1.5
BLD | 2033 | 22.1245 | 24.7921 | 29.8594 | 15.9695 | 19.6516 | 21.4781 | 23.8255 | 30.697 | 40.4601 | 0.97325 | 5.5835 | 11.5828 | 17.9817 | 18.7456 | 20.3022 | 1.8839 | 5.1793 | 7.3778 | 15.4536 | 17.5222 | 19.3901 | -2.8179 | 2.9421 | 7.541 | 22.4895 | 19.7772 | 16.9515 | 7.5 | 5 | 1.5
BLD | 2034 | 22.026 | 24.6936 | 29.7609 | 15.7327 | 19.4147 | 21.2413 | 23.8577 | 30.7292 | 40.4923 | 0.95887 | 5.5691 | 11.5684 | 17.9234 | 18.6873 | 20.2439 | 1.8612 | 5.1566 | 7.3551 | 15.4536 | 17.5222 | 19.3901 | -2.8179 | 2.9421 | 7.541 | 22.4895 | 19.7772 | 16.9515 | 7.5 | 5 | 1.5
BNP | 2025 | 5.8928 | 6.2763 | 7.0058 | 0.64934 | 0.83198 | 1.1256 | 4.2389 | 4.9262 | 7.9334 | 0.93594 | 1.1037 | 1.3467 | 3.2703 | 4.2514 | 5.1874 | 0.13736 | 0.47835 | 0.81831 | 3.4364 | 3.7184 | 4.148 | 0.19115 | 0.56844 | 0.84312 | 2.0339 | 1.239 | 0.76792 | 1.6394 | 0.84237 | 0.62468
BNP | 2026 | 5.9403 | 6.3239 | 7.0534 | 0.651 | 0.83364 | 1.1273 | 4.1532 | 4.8405 | 7.8477 | 0.93949 | 1.1072 | 1.3503 | 3.2709 | 4.252 | 5.188 | 0.20101 | 0.54201 | 0.88196 | 3.4496 | 3.7315 | 4.1611 | 0.19678 | 0.57406 | 0.84875 | 2.0339 | 1.239 | 0.76792 | 1.6394 | 0.84237 | 0.62468
BNP | 2027 | 5.9386 | 6.3221 | 7.0516 | 0.67452 | 0.85716 | 1.1508 | 4.1025 | 4.7898 | 7.797 | 0.94604 | 1.1138 | 1.3568 | 3.2699 | 4.2511 | 5.187 | 0.21474 | 0.55574 | 0.8957 | 3.4627 | 3.7447 | 4.1743 | 0.2024 | 0.57969 | 0.85437 | 2.0339 | 1.239 | 0.76792 | 1.6394 | 0.84237 | 0.62468
BNP | 2028 | 5.9169 | 6.3004 | 7.03 | 0.71141 | 0.89405 | 1.1877 | 4.0844 | 4.7717 | 7.779 | 0.95332 | 1.121 | 1.3641 | 3.2681 | 4.2493 | 5.1852 | 0.20261 | 0.54361 | 0.88356 | 3.4766 | 3.7586 | 4.1882 | 0.20834 | 0.58562 | 0.86031 | 2.0339 | 1.239 | 0.76792 | 1.6394 | 0.84237 | 0.62468
BNP | 2029 | 5.9045 | 6.288 | 7.0176 | 0.74558 | 0.92823 | 1.2218 | 4.0611 | 4.7483 | 7.7556 | 0.96033 | 1.128 | 1.3711 | 3.2666 | 4.2478 | 5.1837 | 0.20149 | 0.54249 | 0.88245 | 3.491 | 3.7729 | 4.2025 | 0.21448 | 0.59176 | 0.86645 | 2.0339 | 1.239 | 0.76792 | 1.6394 | 0.84237 | 0.62468
BNP | 2030 | 5.9215 | 6.305 | 7.0346 | 0.76739 | 0.95003 | 1.2436 | 4.0145 | 4.7017 | 7.709 | 0.96723 | 1.1349 | 1.378 | 3.266 | 4.2472 | 5.1831 | 0.2295 | 0.5705 | 0.91046 | 3.5053 | 3.7873 | 4.2169 | 0.22061 | 0.5979 | 0.87258 | 2.0339 | 1.239 | 0.76792 | 1.6394 | 0.84237 | 0.62468
BNP | 2031 | 5.9525 | 6.3361 | 7.0656 | 0.78199 | 0.96463 | 1.2582 | 3.9534 | 4.6407 | 7.6479 | 0.97433 | 1.142 | 1.3851 | 3.2659 | 4.247 | 5.183 | 0.27081 | 0.61181 | 0.95176 | 3.5194 | 3.8014 | 4.231 | 0.22663 | 0.60391 | 0.8786 | 2.0339 | 1.239 | 0.76792 | 1.6394 | 0.84237 | 0.62468
BNP | 2032 | 5.9609 | 6.3444 | 7.074 | 0.8041 | 0.98674 | 1.2804 | 3.9014 | 4.5887 | 7.5959 | 0.98161 | 1.1493 | 1.3924 | 3.265 | 4.2461 | 5.1821 | 0.28952 | 0.63052 | 0.97047 | 3.5333 | 3.8153 | 4.2449 | 0.23257 | 0.60986 | 0.88454 | 2.0339 | 1.239 | 0.76792 | 1.6394 | 0.84237 | 0.62468
BNP | 2033 | 5.9555 | 6.339 | 7.0686 | 0.84474 | 1.0274 | 1.321 | 3.907 | 4.5942 | 7.6015 | 0.98888 | 1.1566 | 1.3997 | 3.2626 | 4.2438 | 5.1797 | 0.26102 | 0.60202 | 0.94197 | 3.5472 | 3.8291 | 4.2587 | 0.2385 | 0.61578 | 0.89047 | 2.0339 | 1.239 | 0.76792 | 1.6394 | 0.84237 | 0.62468
BNP | 2034 | 5.9087 | 6.2922 | 7.0218 | 0.90154 | 1.0842 | 1.3778 | 3.9268 | 4.6141 | 7.6213 | 0.99612 | 1.1638 | 1.4069 | 3.259 | 4.2401 | 5.1761 | 0.19246 | 0.53346 | 0.87341 | 3.5611 | 3.843 | 4.2726 | 0.24444 | 0.62172 | 0.89641 | 2.0339 | 1.239 | 0.76792 | 1.6394 | 0.84237 | 0.62468
BNY | 2025 | 16.119 | 16.5492 | 16.9413 | 2.8683 | 3.5299 | 4.0696 | 15.9153 | 16.1582 | 16.4392 | 2.0744 | 3.6174 | 4.0748 | 8.1036 | 13.2547 | 14.8744 | 5.5772 | 6.9421 | 7.5853 | 14.129 | 14.5814 | 14.99 | 3.9569 | 5.1016 | 5.9115 | 16.4589 | 15.5962 | 14.3645 | 6.75 | 4.4 | 3.4
BNY | 2026 | 16.119 | 16.5492 | 16.9413 | 2.8683 | 3.5299 | 4.0696 | 15.9153 | 16.1582 | 16.4392 | 2.0968 | 3.6397 | 4.0972 | 8.1036 | 13.2547 | 14.8744 | 5.5772 | 6.9421 | 7.5853 | 14.1956 | 14.648 | 15.0566 | 3.9431 | 5.0878 | 5.8978 | 16.8287 | 15.9659 | 14.7342 | 6.75 | 4.4 | 3.4
BNY | 2027 | 16.119 | 16.5492 | 16.9413 | 2.8683 | 3.5299 | 4.0696 | 15.9153 | 16.1582 | 16.4392 | 2.0887 | 3.6317 | 4.0891 | 8.1036 | 13.2547 | 14.8744 | 5.5772 | 6.9421 | 7.5853 | 14.1489 | 14.6013 | 15.0099 | 3.9527 | 5.0974 | 5.9074 | 16.8607 | 15.9979 | 14.7663 | 6.75 | 4.4 | 3.4
BNY | 2028 | 16.119 | 16.5492 | 16.9413 | 2.8683 | 3.5299 | 4.0696 | 15.9153 | 16.1582 | 16.4392 | 2.0686 | 3.6116 | 4.069 | 8.1036 | 13.2547 | 14.8744 | 5.5772 | 6.9421 | 7.5853 | 14.063 | 14.5155 | 14.924 | 3.9705 | 5.1152 | 5.9252 | 16.656 | 15.7932 | 14.5615 | 6.75 | 4.4 | 3.4
BNY | 2029 | 16.119 | 16.5492 | 16.9413 | 2.8683 | 3.5299 | 4.0696 | 15.9153 | 16.1582 | 16.4392 | 2.0585 | 3.6015 | 4.0589 | 8.1036 | 13.2547 | 14.8744 | 5.5772 | 6.9421 | 7.5853 | 14.0336 | 14.4861 | 14.8946 | 3.9766 | 5.1213 | 5.9312 | 16.4597 | 15.597 | 14.3653 | 6.75 | 4.4 | 3.4
BNY | 2030 | 16.119 | 16.5492 | 16.9413 | 2.8683 | 3.5299 | 4.0696 | 15.9153 | 16.1582 | 16.4392 | 2.0658 | 3.6087 | 4.0662 | 8.1036 | 13.2547 | 14.8744 | 5.5772 | 6.9421 | 7.5853 | 14.0861 | 14.5386 | 14.9471 | 3.9657 | 5.1104 | 5.9204 | 16.4645 | 15.6018 | 14.3701 | 6.75 | 4.4 | 3.4
BNY | 2031 | 16.119 | 16.5492 | 16.9413 | 2.8683 | 3.5299 | 4.0696 | 15.9153 | 16.1582 | 16.4392 | 2.0806 | 3.6235 | 4.081 | 8.1036 | 13.2547 | 14.8744 | 5.5772 | 6.9421 | 7.5853 | 14.1584 | 14.6109 | 15.0194 | 3.9508 | 5.0955 | 5.9055 | 16.6485 | 15.7858 | 14.5541 | 6.75 | 4.4 | 3.4
BNY | 2032 | 16.119 | 16.5492 | 16.9413 | 2.8683 | 3.5299 | 4.0696 | 15.9153 | 16.1582 | 16.4392 | 2.0868 | 3.6298 | 4.0872 | 8.1036 | 13.2547 | 14.8744 | 5.5772 | 6.9421 | 7.5853 | 14.1594 | 14.6119 | 15.0204 | 3.9506 | 5.0953 | 5.9053 | 16.7995 | 15.9367 | 14.7051 | 6.75 | 4.4 | 3.4
BNY | 2033 | 16.119 | 16.5492 | 16.9413 | 2.8683 | 3.5299 | 4.0696 | 15.9153 | 16.1582 | 16.4392 | 2.0773 | 3.6203 | 4.0777 | 8.1036 | 13.2547 | 14.8744 | 5.5772 | 6.9421 | 7.5853 | 14.0538 | 14.5063 | 14.9148 | 3.9724 | 5.1171 | 5.9271 | 16.7098 | 15.8471 | 14.6154 | 6.75 | 4.4 | 3.4
BNY | 2034 | 16.119 | 16.5492 | 16.9413 | 2.8683 | 3.5299 | 4.0696 | 15.9153 | 16.1582 | 16.4392 | 2.0583 | 3.6012 | 4.0587 | 8.1036 | 13.2547 | 14.8744 | 5.5772 | 6.9421 | 7.5853 | 13.8861 | 14.3386 | 14.7471 | 4.007 | 5.1517 | 5.9617 | 16.3821 | 15.5193 | 14.2877 | 6.75 | 4.4 | 3.4
BOD | 2025 | 3.6242 | 4.2574 | 5.0342 | 0.57914 | 1.2622 | 1.704 | 3.6473 | 4.1719 | 5.493 | 0.58183 | 1.3102 | 1.8066 | 3.291 | 3.8162 | 4.3006 | -0.29806 | 0.020947 | 0.12935 | 3.3034 | 3.574 | 4.0651 | 0.38 | 0.65 | 1.3 | 0.4 | 0.2 | 0.03 | 0.50864 | 0.44505 | 0.41167
BOD | 2026 | 3.6413 | 4.2745 | 5.0513 | 0.54505 | 1.2281 | 1.6699 | 3.6644 | 4.189 | 5.5101 | 0.58183 | 1.3102 | 1.8066 | 3.3599 | 3.8851 | 4.3695 | -0.28465 | 0.034361 | 0.14277 | 3.3561 | 3.6268 | 4.1179 | 0.38 | 0.65 | 1.3 | 0.4 | 0.2 | 0.03 | 0.52081 | 0.45722 | 0.42384
BOD | 2027 | 3.6584 | 4.2916 | 5.0684 | 0.52547 | 1.2085 | 1.6503 | 3.6815 | 4.2061 | 5.5272 | 0.58183 | 1.3102 | 1.8066 | 3.398 | 3.9233 | 4.4076 | -0.27722 | 0.041784 | 0.15019 | 3.3332 | 3.6039 | 4.095 | 0.38 | 0.65 | 1.3 | 0.4 | 0.2 | 0.03 | 0.52752 | 0.46393 | 0.43055
BOD | 2028 | 3.6799 | 4.3131 | 5.0899 | 0.51822 | 1.2013 | 1.6431 | 3.7029 | 4.2276 | 5.5487 | 0.58183 | 1.3102 | 1.8066 | 3.4096 | 3.9348 | 4.4192 | -0.27498 | 0.044032 | 0.15244 | 3.2695 | 3.5402 | 4.0312 | 0.38 | 0.65 | 1.3 | 0.4 | 0.2 | 0.03 | 0.52965 | 0.46606 | 0.43268
BOD | 2029 | 3.7013 | 4.3346 | 5.1114 | 0.51433 | 1.1974 | 1.6392 | 3.7244 | 4.2491 | 5.5702 | 0.58183 | 1.3102 | 1.8066 | 3.4144 | 3.9396 | 4.424 | -0.27404 | 0.044965 | 0.15337 | 3.2341 | 3.5048 | 3.9959 | 0.38 | 0.65 | 1.3 | 0.4 | 0.2 | 0.03 | 0.53049 | 0.4669 | 0.43352
BOD | 2030 | 3.7228 | 4.3561 | 5.1328 | 0.50576 | 1.1888 | 1.6306 | 3.7459 | 4.2705 | 5.5916 | 0.58183 | 1.3102 | 1.8066 | 3.4305 | 3.9557 | 4.44 | -0.27091 | 0.048096 | 0.1565 | 3.2592 | 3.5299 | 4.021 | 0.38 | 0.65 | 1.3 | 0.4 | 0.2 | 0.03 | 0.53315 | 0.46956 | 0.43618
BOD | 2031 | 3.7443 | 4.3775 | 5.1543 | 0.49113 | 1.1742 | 1.616 | 3.7674 | 4.292 | 5.6131 | 0.58183 | 1.3102 | 1.8066 | 3.4605 | 3.9857 | 4.4701 | -0.26507 | 0.05394 | 0.16235 | 3.3149 | 3.5856 | 4.0767 | 0.38 | 0.65 | 1.3 | 0.4 | 0.2 | 0.03 | 0.53826 | 0.47467 | 0.44129
BOD | 2032 | 3.7658 | 4.399 | 5.1758 | 0.47535 | 1.1584 | 1.6002 | 3.7889 | 4.3135 | 5.6346 | 0.58183 | 1.3102 | 1.8066 | 3.4927 | 4.0179 | 4.5023 | -0.25879 | 0.060213 | 0.16862 | 3.3427 | 3.6134 | 4.1045 | 0.38 | 0.65 | 1.3 | 0.4 | 0.2 | 0.03 | 0.54389 | 0.48031 | 0.44693
BOD | 2033 | 3.8079 | 4.4412 | 5.2179 | 0.46379 | 1.1469 | 1.5887 | 3.831 | 4.3556 | 5.6767 | 0.58183 | 1.3102 | 1.8066 | 3.5146 | 4.0398 | 4.5242 | -0.25454 | 0.064472 | 0.17288 | 3.3146 | 3.5853 | 4.0764 | 0.38 | 0.65 | 1.3 | 0.4 | 0.2 | 0.03 | 0.54775 | 0.48416 | 0.45078
BOD | 2034 | 3.8501 | 4.4833 | 5.2601 | 0.45731 | 1.1404 | 1.5822 | 3.8731 | 4.3978 | 5.7189 | 0.58183 | 1.3102 | 1.8066 | 3.5244 | 4.0497 | 4.534 | -0.25262 | 0.066387 | 0.17479 | 3.2529 | 3.5235 | 4.0146 | 0.38 | 0.65 | 1.3 | 0.4 | 0.2 | 0.03 | 0.54949 | 0.4859 | 0.45252
BSI | 2025 | 76.3012 | 77.6187 | 78.72 | 13.1358 | 15.5072 | 16.2513 | 76.9898 | 78.7262 | 81.2574 | 9.2924 | 13.6136 | 18.3591 | 62.6232 | 70.379 | 72.8497 | -2.7891 | 7.4814 | 10.8055 | 68.0648 | 70.2799 | 71.8081 | 2.8734 | 5.6135 | 9.3496 | 72.1062 | 64.9934 | 46.4625 | 10 | 7.5 | 2.5
BSI | 2026 | 76.3012 | 77.6187 | 78.72 | 13.0204 | 15.3918 | 16.1359 | 77.0794 | 78.8158 | 81.3469 | 9.4243 | 13.7455 | 18.491 | 62.6232 | 70.379 | 72.8497 | -2.7891 | 7.4814 | 10.8055 | 68.0648 | 70.2799 | 71.8081 | 2.8734 | 5.6135 | 9.3496 | 73.3777 | 66.265 | 47.734 | 10 | 7.5 | 2.5
BSI | 2027 | 76.3012 | 77.6187 | 78.72 | 13.0045 | 15.3759 | 16.12 | 77.0385 | 78.7749 | 81.306 | 9.3641 | 13.6853 | 18.4308 | 62.6232 | 70.379 | 72.8497 | -2.7891 | 7.4814 | 10.8055 | 68.0648 | 70.2799 | 71.8081 | 2.8734 | 5.6135 | 9.3496 | 73.7365 | 66.6238 | 48.0928 | 10 | 7.5 | 2.5
BSI | 2028 | 76.3012 | 77.6187 | 78.72 | 13.0974 | 15.4687 | 16.2128 | 76.9298 | 78.6662 | 81.1973 | 9.2039 | 13.5251 | 18.2706 | 62.6232 | 70.379 | 72.8497 | -2.7891 | 7.4814 | 10.8055 | 68.0648 | 70.2799 | 71.8081 | 2.8734 | 5.6135 | 9.3496 | 73.1733 | 66.0605 | 47.5295 | 10 | 7.5 | 2.5
BSI | 2029 | 76.3012 | 77.6187 | 78.72 | 13.1983 | 15.5696 | 16.3138 | 76.8675 | 78.6039 | 81.135 | 9.1121 | 13.4333 | 18.1789 | 62.6232 | 70.379 | 72.8497 | -2.7891 | 7.4814 | 10.8055 | 68.0648 | 70.2799 | 71.8081 | 2.8734 | 5.6135 | 9.3496 | 72.3999 | 65.2871 | 46.7561 | 10 | 7.5 | 2.5
BSI | 2030 | 76.3012 | 77.6187 | 78.72 | 13.2048 | 15.5761 | 16.3203 | 76.9026 | 78.639 | 81.1702 | 9.1639 | 13.4851 | 18.2306 | 62.6232 | 70.379 | 72.8497 | -2.7891 | 7.4814 | 10.8055 | 68.0648 | 70.2799 | 71.8081 | 2.8734 | 5.6135 | 9.3496 | 72.1909 | 65.0781 | 46.5471 | 10 | 7.5 | 2.5
BSI | 2031 | 76.3012 | 77.6187 | 78.72 | 13.1164 | 15.4877 | 16.2319 | 76.9862 | 78.7226 | 81.2537 | 9.287 | 13.6082 | 18.3537 | 62.6232 | 70.379 | 72.8497 | -2.7891 | 7.4814 | 10.8055 | 68.0648 | 70.2799 | 71.8081 | 2.8734 | 5.6135 | 9.3496 | 72.6703 | 65.5576 | 47.0266 | 10 | 7.5 | 2.5
BSI | 2032 | 76.3012 | 77.6187 | 78.72 | 13.0299 | 15.4012 | 16.1453 | 77.0242 | 78.7606 | 81.2917 | 9.343 | 13.6641 | 18.4097 | 62.6232 | 70.379 | 72.8497 | -2.7891 | 7.4814 | 10.8055 | 68.0648 | 70.2799 | 71.8081 | 2.8734 | 5.6135 | 9.3496 | 73.2491 | 66.1363 | 47.6053 | 10 | 7.5 | 2.5
BSI | 2033 | 76.3012 | 77.6187 | 78.72 | 13.0388 | 15.4102 | 16.1543 | 76.9724 | 78.7088 | 81.24 | 9.2667 | 13.5879 | 18.3334 | 62.6232 | 70.379 | 72.8497 | -2.7891 | 7.4814 | 10.8055 | 68.0648 | 70.2799 | 71.8081 | 2.8734 | 5.6135 | 9.3496 | 73.2557 | 66.1429 | 47.6119 | 10 | 7.5 | 2.5
BSI | 2034 | 76.3012 | 77.6187 | 78.72 | 13.1468 | 15.5182 | 16.2623 | 76.8668 | 78.6032 | 81.1344 | 9.1112 | 13.4324 | 18.1779 | 62.6232 | 70.379 | 72.8497 | -2.7891 | 7.4814 | 10.8055 | 68.0648 | 70.2799 | 71.8081 | 2.8734 | 5.6135 | 9.3496 | 72.6357 | 65.5229 | 46.9919 | 10 | 7.5 | 2.5
BSN | 2025 | 47.0078 | 53.0387 | 60.459 | -2.3492 | 1.6629 | 10.508 | 52.1172 | 54.4162 | 57.5847 | -2.579 | 0.80928 | 3.3015 | 30.3607 | 45.2593 | 54.9402 | -8.104 | -4.575 | -1.0626 | 46.1322 | 47.603 | 50.8588 | -12.1854 | -9.2143 | -6.2187 | -4.0676 | -7.1393 | -8.2371 | -5.8566 | -8.0234 | -8.4704
BSN | 2026 | 47.6481 | 53.679 | 61.0993 | -3.465 | 0.5471 | 9.3922 | 53.8916 | 56.1907 | 59.3591 | -2.9411 | 0.4472 | 2.9394 | 30.3607 | 45.2593 | 54.9402 | -8.6613 | -5.1322 | -1.6198 | 46.199 | 47.6698 | 50.9256 | -12.1297 | -9.1586 | -6.163 | -7.524 | -10.5958 | -11.6936 | -6.0553 | -8.222 | -8.6691
BSN | 2027 | 48.2231 | 54.254 | 61.6743 | -4.2264 | -0.21429 | 8.6309 | 55.3099 | 57.6089 | 60.7774 | -3.2126 | 0.17566 | 2.6678 | 30.3607 | 45.2593 | 54.9402 | -8.8387 | -5.3096 | -1.7972 | 47.0572 | 48.5279 | 51.7838 | -12.0879 | -9.1168 | -6.1212 | -11.0853 | -14.157 | -15.2549 | -6.2621 | -8.4288 | -8.8759
BSN | 2028 | 49.2287 | 55.2596 | 62.6799 | -4.6777 | -0.66564 | 8.1795 | 57.0003 | 59.2993 | 62.4678 | -3.4316 | -0.043317 | 2.4489 | 30.3607 | 45.2593 | 54.9402 | -8.7563 | -5.2272 | -1.7148 | 48.2259 | 49.6967 | 52.9525 | -12.0542 | -9.0831 | -6.0875 | -14.6476 | -17.7193 | -18.8172 | -6.4704 | -8.6372 | -9.0842
BSN | 2029 | 50.2273 | 56.2582 | 63.6785 | -5.0971 | -1.085 | 7.7601 | 58.7102 | 61.0092 | 64.1777 | -3.6555 | -0.26725 | 2.2249 | 30.3607 | 45.2593 | 54.9402 | -8.6489 | -5.1198 | -1.6074 | 48.9277 | 50.3985 | 53.6543 | -12.0197 | -9.0486 | -6.053 | -18.1657 | -21.2374 | -22.3353 | -6.6764 | -8.8432 | -9.2903
BSN | 2030 | 51.2497 | 57.2806 | 64.7009 | -5.7239 | -1.7118 | 7.1333 | 60.5637 | 62.8627 | 66.0312 | -3.916 | -0.52769 | 1.9645 | 30.3607 | 45.2593 | 54.9402 | -8.6858 | -5.1568 | -1.6444 | 48.9666 | 50.4374 | 53.6932 | -11.9797 | -9.0085 | -6.0129 | -21.6255 | -24.6972 | -25.7951 | -6.8784 | -9.0452 | -9.4922
BSN | 2031 | 52.2977 | 58.3286 | 65.749 | -6.5642 | -2.5521 | 6.2931 | 62.513 | 64.8121 | 67.9805 | -4.2008 | -0.8125 | 1.6797 | 30.3607 | 45.2593 | 54.9402 | -8.8642 | -5.3352 | -1.8228 | 48.9249 | 50.3957 | 53.6516 | -11.9358 | -8.9647 | -5.9691 | -25.0725 | -28.1443 | -29.2421 | -7.0789 | -9.2456 | -9.6927
BSN | 2032 | 53.3482 | 59.3792 | 66.7995 | -7.4125 | -3.4004 | 5.4447 | 64.4258 | 66.7248 | 69.8933 | -4.4763 | -1.088 | 1.4042 | 30.3607 | 45.2593 | 54.9402 | -9.0504 | -5.5214 | -2.009 | 49.6362 | 51.107 | 54.3628 | -11.8934 | -8.9223 | -5.9267 | -28.5387 | -31.6104 | -32.7082 | -7.2803 | -9.4471 | -9.8941
BSN | 2033 | 54.7946 | 60.8255 | 68.2459 | -8.0689 | -4.0568 | 4.7883 | 66.6343 | 68.9334 | 72.1018 | -4.7213 | -1.3331 | 1.1591 | 30.3607 | 45.2593 | 54.9402 | -9.119 | -5.59 | -2.0776 | 51.3857 | 52.8565 | 56.1124 | -11.8557 | -8.8846 | -5.889 | -32.0455 | -35.1173 | -36.2151 | -7.4847 | -9.6515 | -10.0986
BSN | 2034 | 56.2179 | 62.2488 | 69.6692 | -8.514 | -4.502 | 4.3432 | 68.7655 | 71.0645 | 74.233 | -4.9467 | -1.5584 | 0.93373 | 30.3607 | 45.2593 | 54.9402 | -9.0601 | -5.5311 | -2.0187 | 53.723 | 55.1938 | 58.4496 | -11.821 | -8.8499 | -5.8543 | -35.566 | -38.6377 | -39.7355 | -7.6906 | -9.8574 | -10.3044
BTN | 2025 | 10.0143 | 10.3202 | 10.733 | 2.9845 | 3.7197 | 6.7406 | 11.1069 | 11.305 | 11.3773 | 9.0173 | 9.963 | 10.5165 | 6.573 | 6.9858 | 7.5496 | -6.588 | 0 | 1.2355 | 10.5796 | 10.9761 | 11.2404 | -2.2819 | 0.12748 | 0.46289 | 8.6485 | 7.9425 | 7.3424 | 0.6707 | 0.353 | -4.941
BTN | 2026 | 9.5467 | 9.8526 | 10.2655 | 2.9845 | 3.7197 | 6.7406 | 11.0425 | 11.2406 | 11.3129 | 8.4977 | 9.4433 | 9.9968 | 5.3554 | 5.7682 | 6.332 | -6.588 | 0 | 1.2355 | 10.2733 | 10.6698 | 10.9342 | -2.2847 | 0.12472 | 0.46013 | 8.6485 | 7.9425 | 7.3424 | 0.6707 | 0.353 | -4.941
BTN | 2027 | 9.4297 | 9.7355 | 10.1484 | 2.9845 | 3.7197 | 6.7406 | 11.0845 | 11.2826 | 11.355 | 8.4237 | 9.3693 | 9.9228 | 4.8021 | 5.2149 | 5.7787 | -6.588 | 0 | 1.2355 | 10.2297 | 10.6262 | 10.8906 | -2.2875 | 0.12192 | 0.45732 | 8.6485 | 7.9425 | 7.3424 | 0.6707 | 0.353 | -4.941
BTN | 2028 | 9.6676 | 9.9734 | 10.3863 | 2.9845 | 3.7197 | 6.7406 | 11.2603 | 11.4584 | 11.5307 | 8.6827 | 9.6283 | 10.1818 | 4.8171 | 5.2299 | 5.7938 | -6.588 | 0 | 1.2355 | 10.3823 | 10.7788 | 11.0432 | -2.2903 | 0.11905 | 0.45446 | 8.6485 | 7.9425 | 7.3424 | 0.6707 | 0.353 | -4.941
BTN | 2029 | 9.9429 | 10.2487 | 10.6616 | 2.9845 | 3.7197 | 6.7406 | 11.419 | 11.6171 | 11.6894 | 8.8673 | 9.8129 | 10.3664 | 4.9002 | 5.313 | 5.8768 | -6.588 | 0 | 1.2355 | 10.4911 | 10.8876 | 11.152 | -2.2933 | 0.11612 | 0.45153 | 8.6485 | 7.9425 | 7.3424 | 0.6707 | 0.353 | -4.941
BTN | 2030 | 10.033 | 10.3388 | 10.7517 | 2.9845 | 3.7197 | 6.7406 | 11.5032 | 11.7013 | 11.7736 | 8.7402 | 9.6858 | 10.2393 | 4.6327 | 5.0455 | 5.6094 | -6.588 | 0 | 1.2355 | 10.4162 | 10.8127 | 11.0771 | -2.2963 | 0.11313 | 0.44854 | 8.6485 | 7.9425 | 7.3424 | 0.6707 | 0.353 | -4.941
BTN | 2031 | 9.9483 | 10.2542 | 10.6671 | 2.9845 | 3.7197 | 6.7406 | 11.5431 | 11.7411 | 11.8135 | 8.4312 | 9.3768 | 9.9303 | 4.0345 | 4.4473 | 5.0111 | -6.588 | 0 | 1.2355 | 10.2341 | 10.6306 | 10.895 | -2.2993 | 0.11014 | 0.44555 | 8.6485 | 7.9425 | 7.3424 | 0.6707 | 0.353 | -4.941
BTN | 2032 | 9.8952 | 10.2011 | 10.614 | 2.9845 | 3.7197 | 6.7406 | 11.6176 | 11.8157 | 11.888 | 8.273 | 9.2186 | 9.7721 | 3.4956 | 3.9084 | 4.4722 | -6.588 | 0 | 1.2355 | 10.1408 | 10.5373 | 10.8017 | -2.3022 | 0.1072 | 0.44261 | 8.6485 | 7.9425 | 7.3424 | 0.6707 | 0.353 | -4.941
BTN | 2033 | 10.162 | 10.4678 | 10.8807 | 2.9845 | 3.7197 | 6.7406 | 11.8681 | 12.0662 | 12.1385 | 8.4448 | 9.3904 | 9.9439 | 3.3741 | 3.7869 | 4.3507 | -6.588 | 0 | 1.2355 | 10.2421 | 10.6386 | 10.903 | -2.305 | 0.10436 | 0.43976 | 8.6485 | 7.9425 | 7.3424 | 0.6707 | 0.353 | -4.941
BTN | 2034 | 10.6498 | 10.9556 | 11.3685 | 2.9845 | 3.7197 | 6.7406 | 12.1679 | 12.366 | 12.4383 | 8.825 | 9.7707 | 10.3242 | 3.6702 | 4.083 | 4.6468 | -6.588 | 0 | 1.2355 | 10.4662 | 10.8627 | 11.1271 | -2.3078 | 0.10156 | 0.43697 | 8.6485 | 7.9425 | 7.3424 | 0.6707 | 0.353 | -4.941
BTY | 2025 | 36.8457 | 39.9056 | 43.5559 | 8.6507 | 9.3339 | 9.9256 | 29.2472 | 32.3039 | 36.0135 | 4.0221 | 5.4386 | 7.1893 | 34.2166 | 37.6313 | 39.6356 | 2.6091 | 4.5642 | 6.27 | 24.953 | 27.4843 | 29.9151 | 0.50398 | 1.6169 | 2.349 | 9.1206 | 7.559 | 6.8844 | 0.56384 | 0.039064 | -0.3638
BTY | 2026 | 37.044 | 40.1039 | 43.7543 | 8.6228 | 9.306 | 9.8977 | 29.5958 | 32.6524 | 36.3621 | 3.9883 | 5.4047 | 7.1554 | 34.3116 | 37.7263 | 39.7306 | 2.826 | 4.7812 | 6.487 | 24.9252 | 27.4566 | 29.8874 | 0.37639 | 1.4893 | 2.2214 | 8.6333 | 7.0717 | 6.3971 | 0.5629 | 0.03812 | -0.36475
BTY | 2027 | 37.4372 | 40.4971 | 44.1475 | 8.6514 | 9.3346 | 9.9263 | 30.061 | 33.1176 | 36.8273 | 4.0276 | 5.4441 | 7.1948 | 34.2919 | 37.7066 | 39.7109 | 2.9085 | 4.8637 | 6.5695 | 24.9863 | 27.5176 | 29.9484 | 0.28751 | 1.4004 | 2.1325 | 8.1521 | 6.5905 | 5.9159 | 0.56058 | 0.035799 | -0.36707
BTY | 2028 | 38.0608 | 41.1207 | 44.771 | 8.734 | 9.4172 | 10.0089 | 30.6764 | 33.7331 | 37.4427 | 4.1246 | 5.541 | 7.2918 | 34.2046 | 37.6192 | 39.6236 | 2.8261 | 4.7813 | 6.4871 | 25.0553 | 27.5866 | 30.0174 | 0.22122 | 1.3341 | 2.0662 | 7.674 | 6.1124 | 5.4377 | 0.55536 | 0.030587 | -0.37228
BTY | 2029 | 38.6608 | 41.7207 | 45.371 | 8.824 | 9.5072 | 10.099 | 31.2253 | 34.282 | 37.9916 | 4.2051 | 5.6216 | 7.3723 | 34.1363 | 37.5509 | 39.5553 | 2.6814 | 4.6365 | 6.3423 | 25.0736 | 27.605 | 30.0358 | 0.13746 | 1.2504 | 1.9824 | 7.193 | 5.6314 | 4.9568 | 0.55079 | 0.026014 | -0.37685
BTY | 2030 | 39.1807 | 42.2406 | 45.8909 | 8.872 | 9.5552 | 10.147 | 31.7046 | 34.7612 | 38.4709 | 4.2316 | 5.6481 | 7.3988 | 34.1419 | 37.5566 | 39.5609 | 2.5924 | 4.5476 | 6.2534 | 25.039 | 27.5704 | 30.0012 | 0.022517 | 1.1354 | 1.8675 | 6.7085 | 5.147 | 4.4723 | 0.55062 | 0.025847 | -0.37702
BTY | 2031 | 39.6433 | 42.7032 | 46.3535 | 8.8673 | 9.5505 | 10.1423 | 32.1681 | 35.2247 | 38.9343 | 4.2424 | 5.6589 | 7.4096 | 34.2039 | 37.6186 | 39.6229 | 2.59 | 4.5452 | 6.251 | 24.9924 | 27.5237 | 29.9546 | -0.093757 | 1.0191 | 1.7512 | 6.2233 | 4.6617 | 3.9871 | 0.55453 | 0.029751 | -0.37312
BTY | 2032 | 40.1145 | 43.1744 | 46.8248 | 8.8391 | 9.5223 | 10.114 | 32.6749 | 35.7316 | 39.4412 | 4.3124 | 5.7288 | 7.4796 | 34.2555 | 37.6701 | 39.6744 | 2.6118 | 4.567 | 6.2728 | 24.9788 | 27.5101 | 29.941 | -0.16624 | 0.94666 | 1.6787 | 5.7481 | 4.1866 | 3.5119 | 0.55793 | 0.033153 | -0.36972
BTY | 2033 | 40.971 | 44.0309 | 47.6813 | 8.8223 | 9.5055 | 10.0972 | 33.5707 | 36.6273 | 40.3369 | 4.4718 | 5.8883 | 7.639 | 34.2414 | 37.656 | 39.6603 | 2.5799 | 4.5351 | 6.2409 | 25.0121 | 27.5434 | 29.9742 | -0.17912 | 0.93378 | 1.6659 | 5.2894 | 3.7279 | 3.0532 | 0.5561 | 0.031322 | -0.37155
BTY | 2034 | 41.8832 | 44.9431 | 48.5935 | 8.8263 | 9.5095 | 10.1013 | 34.5007 | 37.5573 | 41.2669 | 4.6825 | 6.099 | 7.8497 | 34.1631 | 37.5778 | 39.5821 | 2.4789 | 4.4341 | 6.1399 | 25.0714 | 27.6027 | 30.0336 | -0.1588 | 0.9541 | 1.6862 | 4.8457 | 3.2841 | 2.6094 | 0.54889 | 0.024116 | -0.37875
BUH | 2025 | 61.2185 | 66.568 | 73.9517 | 6.0852 | 8.4776 | 12.5558 | 54.1863 | 56.6785 | 61.098 | 0.35346 | 3.2376 | 6.0021 | 56.0867 | 60.8248 | 63.7513 | 3.7594 | 6.0965 | 7.5867 | 47.8674 | 52.5254 | 56.4118 | -0.761 | 1.3779 | 2.7256 | 6.7012 | 3.8027 | -1.227 | 3.5106 | 0.79283 | -1.9146
BUH | 2026 | 62.3542 | 67.7037 | 75.0873 | 5.7713 | 8.1637 | 12.2419 | 55.2028 | 57.6951 | 62.1146 | -0.30594 | 2.5782 | 5.3427 | 56.2694 | 61.0075 | 63.934 | 3.1693 | 5.5063 | 6.9966 | 47.8674 | 52.5254 | 56.4118 | -1.1077 | 1.0311 | 2.3789 | 4.8885 | 1.9901 | -3.0397 | 3.5106 | 0.79283 | -1.9146
BUH | 2027 | 63.3903 | 68.7398 | 76.1234 | 5.211 | 7.6034 | 11.6816 | 56.0737 | 58.566 | 62.9855 | -0.6774 | 2.2068 | 4.9712 | 56.4017 | 61.1398 | 64.0663 | 2.5923 | 4.9293 | 6.4196 | 47.8674 | 52.5254 | 56.4118 | -1.375 | 0.76388 | 2.1116 | 3.1496 | 0.25113 | -4.7786 | 3.5106 | 0.79283 | -1.9146
BUH | 2028 | 64.7953 | 70.1448 | 77.5284 | 4.3302 | 6.7226 | 10.8008 | 57.4097 | 59.902 | 64.3215 | -0.80146 | 2.0827 | 4.8472 | 56.457 | 61.1951 | 64.1216 | 2.0707 | 4.4077 | 5.898 | 47.8674 | 52.5254 | 56.4118 | -1.5937 | 0.54517 | 1.8929 | 1.5602 | -1.3382 | -6.368 | 3.5106 | 0.79283 | -1.9146
BUH | 2029 | 66.1547 | 71.5042 | 78.8878 | 3.3246 | 5.717 | 9.7952 | 58.8155 | 61.3078 | 65.7273 | -0.98865 | 1.8955 | 4.66 | 56.4914 | 61.2295 | 64.156 | 1.5803 | 3.9173 | 5.4076 | 47.8674 | 52.5254 | 56.4118 | -1.8434 | 0.29546 | 1.6432 | -0.018016 | -2.9164 | -7.9462 | 3.5106 | 0.79283 | -1.9146
BUH | 2030 | 67.6073 | 72.9568 | 80.3404 | 2.4465 | 4.8389 | 8.9171 | 60.3457 | 62.838 | 67.2575 | -1.4195 | 1.4647 | 4.2292 | 56.5724 | 61.3105 | 64.237 | 1.0711 | 3.4082 | 4.8984 | 47.8674 | 52.5254 | 56.4118 | -2.1567 | -0.017816 | 1.3299 | -1.7363 | -4.6348 | -9.6645 | 3.5106 | 0.79283 | -1.9146
BUH | 2031 | 69.1772 | 74.5267 | 81.9103 | 1.7637 | 4.1561 | 8.2343 | 61.9412 | 64.4334 | 68.8529 | -1.9488 | 0.93543 | 3.6999 | 56.7095 | 61.4476 | 64.3741 | 0.50792 | 2.845 | 4.3353 | 47.8674 | 52.5254 | 56.4118 | -2.481 | -0.3421 | 1.0056 | -3.5789 | -6.4773 | -11.5071 | 3.5106 | 0.79283 | -1.9146
BUH | 2032 | 70.759 | 76.1085 | 83.4921 | 1.1398 | 3.5322 | 7.6104 | 63.4935 | 65.9858 | 70.4053 | -2.261 | 0.62322 | 3.3877 | 56.8483 | 61.5864 | 64.5129 | -0.10485 | 2.2322 | 3.7225 | 47.8674 | 52.5254 | 56.4118 | -2.7302 | -0.59136 | 0.75638 | -5.3293 | -8.2278 | -13.2576 | 3.5106 | 0.79283 | -1.9146
BUH | 2033 | 72.8279 | 78.1774 | 85.5611 | 0.39925 | 2.7916 | 6.8699 | 65.537 | 68.0293 | 72.4488 | -2.2082 | 0.67598 | 3.4404 | 56.931 | 61.6691 | 64.5956 | -0.74347 | 1.5936 | 3.0839 | 47.8674 | 52.5254 | 56.4118 | -2.8702 | -0.73133 | 0.61641 | -6.7823 | -9.6807 | -14.7105 | 3.5106 | 0.79283 | -1.9146
BUH | 2034 | 74.7785 | 80.128 | 87.5116 | -0.48943 | 1.903 | 5.9812 | 67.5176 | 70.0099 | 74.4294 | -1.9393 | 0.94491 | 3.7094 | 56.9521 | 61.6902 | 64.6167 | -1.3851 | 0.95194 | 2.4422 | 47.8674 | 52.5254 | 56.4118 | -2.9483 | -0.80938 | 0.53837 | -7.9531 | -10.8515 | -15.8813 | 3.5106 | 0.79283 | -1.9146
BYF | 2025 | 85.6068 | 89.5888 | 96.1771 | 5.1711 | 6.8317 | 8.8709 | 57.4926 | 60.6154 | 66.2027 | -2.5247 | -0.78491 | 1.4016 | 85.1522 | 87.9745 | 90.3639 | 2.8109 | 5.4302 | 7.0131 | 52.2153 | 55.9603 | 61.7824 | -2.9285 | -2.6306 | -1.1489 | -22.5024 | -24.5233 | -27.7288 | -1.9025 | -3.966 | -4.5478
BYF | 2026 | 74.2182 | 77.5432 | 83.0444 | 3.804 | 5.1906 | 6.8933 | 48.9546 | 51.5622 | 56.2276 | -1.9964 | -0.5437 | 1.7579 | 73.1665 | 75.523 | 77.5182 | 1.995 | 4.1821 | 5.5038 | 43.3765 | 46.5036 | 51.365 | -2.4453 | -2.1966 | -0.9593 | -23.8779 | -25.5654 | -28.2419 | -1.5885 | -3.3116 | -3.7974
BYF | 2027 | 76.4904 | 79.8153 | 85.3166 | 3.318 | 4.7046 | 6.4073 | 49.9264 | 52.534 | 57.1994 | -2.1209 | -0.66816 | 1.6334 | 75.1185 | 77.475 | 79.4703 | 1.6687 | 3.8558 | 5.1775 | 43.5006 | 46.6277 | 51.4892 | -2.4453 | -2.1966 | -0.9593 | -29.2741 | -30.9616 | -33.6381 | -1.5885 | -3.3116 | -3.7974
BYF | 2028 | 79.1625 | 82.4874 | 87.9886 | 2.8475 | 4.2341 | 5.9368 | 51.4283 | 54.0359 | 58.7013 | -2.2925 | -0.83975 | 1.4618 | 77.0084 | 79.365 | 81.3602 | 1.3646 | 3.5516 | 4.8734 | 43.6992 | 46.8263 | 51.6878 | -2.4453 | -2.1966 | -0.9593 | -34.6972 | -36.3846 | -39.0612 | -1.5885 | -3.3116 | -3.7974
BYF | 2029 | 81.6832 | 85.0082 | 90.5094 | 2.4258 | 3.8124 | 5.515 | 52.537 | 55.1445 | 59.8099 | -2.2294 | -0.77668 | 1.5249 | 78.7027 | 81.0593 | 83.0545 | 1.0926 | 3.2797 | 4.6014 | 43.5633 | 46.6904 | 51.5519 | -2.4453 | -2.1966 | -0.9593 | -40.0007 | -41.6881 | -44.3647 | -1.5885 | -3.3116 | -3.7974
BYF | 2030 | 83.9355 | 87.2604 | 92.7616 | 2.0904 | 3.477 | 5.1797 | 53.2081 | 55.8157 | 60.4811 | -1.9064 | -0.4536 | 1.848 | 80.0497 | 82.4063 | 84.4015 | 0.86357 | 3.0506 | 4.3724 | 43.0525 | 46.1796 | 51.041 | -2.4453 | -2.1966 | -0.9593 | -45.1566 | -46.8441 | -49.5206 | -1.5885 | -3.3116 | -3.7974
BYF | 2031 | 85.9414 | 89.2664 | 94.7676 | 1.8343 | 3.2209 | 4.9236 | 53.9379 | 56.5455 | 61.2108 | -1.6193 | -0.16654 | 2.135 | 81.0783 | 83.4349 | 85.4301 | 0.66977 | 2.8568 | 4.1786 | 42.5904 | 45.7175 | 50.579 | -2.4453 | -2.1966 | -0.9593 | -50.2723 | -51.9598 | -54.6364 | -1.5885 | -3.3116 | -3.7974
BYF | 2032 | 87.8483 | 91.1733 | 96.6745 | 1.6102 | 2.9968 | 4.6994 | 55.3477 | 57.9553 | 62.6206 | -1.7384 | -0.28568 | 2.0159 | 81.9788 | 84.3354 | 86.3306 | 0.48959 | 2.6767 | 3.9984 | 42.7097 | 45.8367 | 50.6982 | -2.4453 | -2.1966 | -0.9593 | -55.4388 | -57.1262 | -59.8028 | -1.5885 | -3.3116 | -3.7974
BYF | 2033 | 90.4871 | 93.812 | 99.3132 | 1.3685 | 2.7551 | 4.4577 | 58.2864 | 60.8939 | 65.5593 | -2.3655 | -0.91272 | 1.3889 | 82.9497 | 85.3063 | 87.3015 | 0.30212 | 2.4892 | 3.8109 | 43.558 | 46.6851 | 51.5466 | -2.4453 | -2.1966 | -0.9593 | -60.708 | -62.3954 | -65.072 | -1.5885 | -3.3116 | -3.7974
BYF | 2034 | 93.2168 | 96.5418 | 102.043 | 1.0975 | 2.4841 | 4.1867 | 61.6899 | 64.2975 | 68.9629 | -3.2696 | -1.8169 | 0.4847 | 84.0383 | 86.3949 | 88.3901 | 0.10313 | 2.2902 | 3.6119 | 44.8045 | 47.9316 | 52.7931 | -2.4453 | -2.1966 | -0.9593 | -66.0288 | -67.7162 | -70.3928 | -1.5885 | -3.3116 | -3.7974
CAP | 2025 | 20.1112 | 21.7876 | 23.7629 | 1.2946 | 2.5673 | 3.3434 | 14.6595 | 18.9235 | 23.0297 | 0.10378 | 0.88338 | 3.0089 | 14.5185 | 16.886 | 19.6077 | 0.17122 | 0.99247 | 2.1051 | 12.2677 | 16.268 | 17.5311 | 0.01 | 0.8 | 2 | 2.9096 | -1.6725 | -3.2244 | 0.6 | 0.3 | 0.1
CAP | 2026 | 20.1276 | 21.804 | 23.7794 | 1.4365 | 2.7092 | 3.4853 | 14.7229 | 18.9869 | 23.0932 | 0.014123 | 0.79373 | 2.9192 | 14.5185 | 16.886 | 19.6077 | 0.33729 | 1.1585 | 2.2712 | 12.2677 | 16.268 | 17.5311 | 0.01 | 0.8 | 2 | 1.8554 | -2.7266 | -4.2785 | 0.6 | 0.3 | 0.1
CAP | 2027 | 20.1467 | 21.8231 | 23.7984 | 1.5287 | 2.8014 | 3.5775 | 14.7864 | 19.0504 | 23.1566 | 0.0057135 | 0.78532 | 2.9108 | 14.5185 | 16.886 | 19.6077 | 0.44521 | 1.2665 | 2.3791 | 12.2677 | 16.268 | 17.5311 | 0.01 | 0.8 | 2 | 0.71697 | -3.865 | -5.417 | 0.6 | 0.3 | 0.1
CAP | 2028 | 20.3231 | 21.9996 | 23.9749 | 1.4929 | 2.7656 | 3.5417 | 14.977 | 19.241 | 23.3473 | 0.059762 | 0.83937 | 2.9649 | 14.5185 | 16.886 | 19.6077 | 0.40328 | 1.2245 | 2.3372 | 12.2677 | 16.268 | 17.5311 | 0.01 | 0.8 | 2 | -0.47373 | -5.0557 | -6.6077 | 0.6 | 0.3 | 0.1
CAP | 2029 | 20.5156 | 22.192 | 24.1673 | 1.3979 | 2.6707 | 3.4468 | 15.1676 | 19.4317 | 23.5379 | 0.10223 | 0.88184 | 3.0073 | 14.5185 | 16.886 | 19.6077 | 0.29222 | 1.1135 | 2.2261 | 12.2677 | 16.268 | 17.5311 | 0.01 | 0.8 | 2 | -1.6955 | -6.2775 | -7.8295 | 0.6 | 0.3 | 0.1
CAP | 2030 | 20.6946 | 22.371 | 24.3463 | 1.3578 | 2.6306 | 3.4066 | 15.3583 | 19.6223 | 23.7286 | 0.088378 | 0.86798 | 2.9935 | 14.5185 | 16.886 | 19.6077 | 0.24526 | 1.0665 | 2.1792 | 12.2677 | 16.268 | 17.5311 | 0.01 | 0.8 | 2 | -2.9294 | -7.5114 | -9.0633 | 0.6 | 0.3 | 0.1
CAP | 2031 | 20.85 | 22.5265 | 24.5018 | 1.4083 | 2.681 | 3.4571 | 15.5489 | 19.8129 | 23.9192 | 0.041051 | 0.82066 | 2.9462 | 14.5185 | 16.886 | 19.6077 | 0.30428 | 1.1255 | 2.2382 | 12.2677 | 16.268 | 17.5311 | 0.01 | 0.8 | 2 | -4.1664 | -8.7485 | -10.3004 | 0.6 | 0.3 | 0.1
CAP | 2032 | 20.9996 | 22.676 | 24.6514 | 1.4829 | 2.7556 | 3.5317 | 15.7396 | 20.0036 | 24.1098 | 0.021446 | 0.80105 | 2.9266 | 14.5185 | 16.886 | 19.6077 | 0.39159 | 1.2128 | 2.3255 | 12.2677 | 16.268 | 17.5311 | 0.01 | 0.8 | 2 | -5.3892 | -9.9712 | -11.5232 | 0.6 | 0.3 | 0.1
CAP | 2033 | 21.3071 | 22.9835 | 24.9588 | 1.4959 | 2.7686 | 3.5447 | 16.0708 | 20.3348 | 24.4411 | 0.062565 | 0.84217 | 2.9677 | 14.5185 | 16.886 | 19.6077 | 0.40686 | 1.2281 | 2.3408 | 12.2677 | 16.268 | 17.5311 | 0.01 | 0.8 | 2 | -6.5879 | -11.1699 | -12.7218 | 0.6 | 0.3 | 0.1
CAP | 2034 | 21.6361 | 23.3125 | 25.2878 | 1.4315 | 2.7043 | 3.4803 | 16.402 | 20.666 | 24.7723 | 0.14187 | 0.92147 | 3.047 | 14.5185 | 16.886 | 19.6077 | 0.33152 | 1.1528 | 2.2654 | 12.2677 | 16.268 | 17.5311 | 0.01 | 0.8 | 2 | -7.7609 | -12.3429 | -13.8949 | 0.6 | 0.3 | 0.1
CAR | 2025 | 0.76828 | 1.0308 | 1.1908 | 0.32741 | 0.37486 | 0.40586 | 0.49899 | 0.78131 | 0.87786 | 0.12959 | 0.15504 | 0.18861 | 0.00019309 | 0.00067239 | 0.00079929 | 0.07 | 0.1 | 0.15 | 0.00026915 | 0.00029047 | 0.00033225 | 0.10301 | 0.10651 | 0.1087 | 0.0004 | 0.0002 | -3e-05 | 0.11 | 0.1 | 0.065
CAR | 2026 | 0.76844 | 1.031 | 1.191 | 0.32432 | 0.37177 | 0.40277 | 0.51973 | 0.80206 | 0.8986 | 0.13028 | 0.15574 | 0.1893 | 0.00019309 | 0.00067239 | 0.00079929 | 0.07 | 0.1 | 0.15 | 0.00027067 | 0.00029199 | 0.00033378 | 0.10386 | 0.10736 | 0.10954 | 0.0004 | 0.0002 | -3e-05 | 0.11 | 0.1 | 0.065
CAR | 2027 | 0.76861 | 1.0312 | 1.1912 | 0.32287 | 0.37032 | 0.40131 | 0.51353 | 0.79585 | 0.89239 | 0.12949 | 0.15495 | 0.18852 | 0.00019309 | 0.00067239 | 0.00079929 | 0.07 | 0.1 | 0.15 | 0.00027061 | 0.00029193 | 0.00033372 | 0.10383 | 0.10732 | 0.10951 | 0.0004 | 0.0002 | -3e-05 | 0.11 | 0.1 | 0.065
CAR | 2028 | 0.77112 | 1.0337 | 1.1937 | 0.32377 | 0.37122 | 0.40222 | 0.49533 | 0.77766 | 0.8742 | 0.12802 | 0.15348 | 0.18705 | 0.00019309 | 0.00067239 | 0.00079929 | 0.07 | 0.1 | 0.15 | 0.00026956 | 0.00029088 | 0.00033266 | 0.10324 | 0.10674 | 0.10892 | 0.0004 | 0.0002 | -3e-05 | 0.11 | 0.1 | 0.065
CAR | 2029 | 0.77363 | 1.0362 | 1.1962 | 0.3252 | 0.37265 | 0.40365 | 0.48735 | 0.76967 | 0.86621 | 0.12713 | 0.15258 | 0.18615 | 0.00019309 | 0.00067239 | 0.00079929 | 0.07 | 0.1 | 0.15 | 0.00026906 | 0.00029038 | 0.00033217 | 0.10297 | 0.10646 | 0.10865 | 0.0004 | 0.0002 | -3e-05 | 0.11 | 0.1 | 0.065
CAR | 2030 | 0.77614 | 1.0387 | 1.1987 | 0.32492 | 0.37237 | 0.40337 | 0.50078 | 0.7831 | 0.87965 | 0.12732 | 0.15277 | 0.18634 | 0.00019309 | 0.00067239 | 0.00079929 | 0.07 | 0.1 | 0.15 | 0.00026994 | 0.00029126 | 0.00033305 | 0.10345 | 0.10695 | 0.10914 | 0.0004 | 0.0002 | -3e-05 | 0.11 | 0.1 | 0.065
CAR | 2031 | 0.77865 | 1.0412 | 1.2012 | 0.32265 | 0.3701 | 0.4011 | 0.52475 | 0.80707 | 0.90361 | 0.12803 | 0.15349 | 0.18706 | 0.00019309 | 0.00067239 | 0.00079929 | 0.07 | 0.1 | 0.15 | 0.00027154 | 0.00029286 | 0.00033465 | 0.10434 | 0.10784 | 0.11003 | 0.0004 | 0.0002 | -3e-05 | 0.11 | 0.1 | 0.065
CAR | 2032 | 0.78116 | 1.0437 | 1.2037 | 0.32021 | 0.36766 | 0.39866 | 0.53788 | 0.8202 | 0.91674 | 0.12821 | 0.15367 | 0.18723 | 0.00019309 | 0.00067239 | 0.00079929 | 0.07 | 0.1 | 0.15 | 0.00027248 | 0.0002938 | 0.00033559 | 0.10487 | 0.10836 | 0.11055 | 0.0004 | 0.0002 | -3e-05 | 0.11 | 0.1 | 0.065
CAR | 2033 | 0.78562 | 1.0482 | 1.2082 | 0.31955 | 0.367 | 0.398 | 0.53164 | 0.81396 | 0.9105 | 0.12735 | 0.15281 | 0.18638 | 0.00019309 | 0.00067239 | 0.00079929 | 0.07 | 0.1 | 0.15 | 0.00027204 | 0.00029335 | 0.00033514 | 0.10462 | 0.10812 | 0.1103 | 0.0004 | 0.0002 | -3e-05 | 0.11 | 0.1 | 0.065
CAR | 2034 | 0.79009 | 1.0526 | 1.2126 | 0.32089 | 0.36834 | 0.39934 | 0.51228 | 0.7946 | 0.89114 | 0.12586 | 0.15132 | 0.18488 | 0.00019309 | 0.00067239 | 0.00079929 | 0.07 | 0.1 | 0.15 | 0.00027072 | 0.00029204 | 0.00033383 | 0.10389 | 0.10739 | 0.10957 | 0.0004 | 0.0002 | -3e-05 | 0.11 | 0.1 | 0.065
CBP | 2025 | 9.5529 | 16.7485 | 28.0396 | 8.0037 | 9.5717 | 13.3208 | 11.3789 | 13.4744 | 16.4956 | 4.3897 | 6.0224 | 10.3784 | 0 | 1 | 5 | -0.91379 | 0.72707 | 1.7502 | 0.77607 | 5.8652 | 7.5056 | -1.5704 | 1.0311 | 2.0329 | 3.4996 | 2.124 | 0.58593 | 2.1945 | 1.0792 | 0.62204
CBP | 2026 | 9.5529 | 16.7485 | 28.0396 | 7.7693 | 9.3373 | 13.0863 | 11.3789 | 13.4744 | 16.4956 | 4.3897 | 6.0224 | 10.3784 | 0 | 1 | 5 | -0.91379 | 0.72707 | 1.7502 | 0.77607 | 5.8652 | 7.5056 | -1.2891 | 1.3124 | 2.3142 | 3.6472 | 2.2716 | 0.73357 | 2.1945 | 1.0792 | 0.62204
CBP | 2027 | 9.5529 | 16.7485 | 28.0396 | 7.7365 | 9.3045 | 13.0535 | 11.3789 | 13.4744 | 16.4956 | 4.3897 | 6.0224 | 10.3784 | 0 | 1 | 5 | -0.91379 | 0.72707 | 1.7502 | 0.77607 | 5.8652 | 7.5056 | -1.1973 | 1.4042 | 2.406 | 3.7436 | 2.368 | 0.82997 | 2.1945 | 1.0792 | 0.62204
CBP | 2028 | 9.5529 | 16.7485 | 28.0396 | 7.894 | 9.462 | 13.211 | 11.3789 | 13.4744 | 16.4956 | 4.3897 | 6.0224 | 10.3784 | 0 | 1 | 5 | -0.91379 | 0.72707 | 1.7502 | 0.77607 | 5.8652 | 7.5056 | -1.2228 | 1.3788 | 2.3806 | 3.7781 | 2.4025 | 0.86445 | 2.1945 | 1.0792 | 0.62204
CBP | 2029 | 9.5529 | 16.7485 | 28.0396 | 8.061 | 9.6291 | 13.3781 | 11.3789 | 13.4744 | 16.4956 | 4.3897 | 6.0224 | 10.3784 | 0 | 1 | 5 | -0.91379 | 0.72707 | 1.7502 | 0.77607 | 5.8652 | 7.5056 | -1.1763 | 1.4252 | 2.4271 | 3.8006 | 2.425 | 0.88692 | 2.1945 | 1.0792 | 0.62204
CBP | 2030 | 9.5529 | 16.7485 | 28.0396 | 8.0753 | 9.6433 | 13.3923 | 11.3789 | 13.4744 | 16.4956 | 4.3897 | 6.0224 | 10.3784 | 0 | 1 | 5 | -0.91379 | 0.72707 | 1.7502 | 0.77607 | 5.8652 | 7.5056 | -0.98809 | 1.6134 | 2.6152 | 3.8643 | 2.4887 | 0.95068 | 2.1945 | 1.0792 | 0.62204
CBP | 2031 | 9.5529 | 16.7485 | 28.0396 | 7.9403 | 9.5083 | 13.2574 | 11.3789 | 13.4744 | 16.4956 | 4.3897 | 6.0224 | 10.3784 | 0 | 1 | 5 | -0.91379 | 0.72707 | 1.7502 | 0.77607 | 5.8652 | 7.5056 | -0.78476 | 1.8168 | 2.8186 | 3.9698 | 2.5941 | 1.0561 | 2.1945 | 1.0792 | 0.62204
CBP | 2032 | 9.5529 | 16.7485 | 28.0396 | 7.8059 | 9.374 | 13.123 | 11.3789 | 13.4744 | 16.4956 | 4.3897 | 6.0224 | 10.3784 | 0 | 1 | 5 | -0.91379 | 0.72707 | 1.7502 | 0.77607 | 5.8652 | 7.5056 | -0.76712 | 1.8344 | 2.8362 | 4.0613 | 2.6857 | 1.1476 | 2.1945 | 1.0792 | 0.62204
CBP | 2033 | 9.5529 | 16.7485 | 28.0396 | 7.8161 | 9.3841 | 13.1332 | 11.3789 | 13.4744 | 16.4956 | 4.3897 | 6.0224 | 10.3784 | 0 | 1 | 5 | -0.91379 | 0.72707 | 1.7502 | 0.77607 | 5.8652 | 7.5056 | -1.0076 | 1.5939 | 2.5957 | 4.0829 | 2.7073 | 1.1693 | 2.1945 | 1.0792 | 0.62204
CBP | 2034 | 9.5529 | 16.7485 | 28.0396 | 7.9794 | 9.5474 | 13.2965 | 11.3789 | 13.4744 | 16.4956 | 4.3897 | 6.0224 | 10.3784 | 0 | 1 | 5 | -0.91379 | 0.72707 | 1.7502 | 0.77607 | 5.8652 | 7.5056 | -1.394 | 1.2076 | 2.2094 | 4.0376 | 2.662 | 1.124 | 2.1945 | 1.0792 | 0.62204
CC | 2025 | 43.6823 | 47.294 | 51.6999 | 1.9079 | 2.6715 | 3.5375 | 38.1395 | 41.201 | 45.9392 | -0.62433 | 1.0366 | 3.1498 | 36.4549 | 41.3488 | 46.6921 | 0.31786 | 2.0086 | 2.5923 | 31.9467 | 36.0091 | 42.3837 | -1.3727 | -0.52603 | 0.24445 | 1.1085 | -3.3015 | -4.7716 | -1.109 | -1.9966 | -2.6534
CC | 2026 | 44.2836 | 47.8953 | 52.3012 | 1.637 | 2.4006 | 3.2666 | 38.7332 | 41.7947 | 46.5329 | -0.9204 | 0.74053 | 2.8537 | 36.5314 | 41.4253 | 46.7686 | 0.17055 | 1.8613 | 2.445 | 31.9467 | 36.0091 | 42.3837 | -1.5776 | -0.73089 | 0.0396 | -1.4017 | -5.8118 | -7.2819 | -1.109 | -1.9966 | -2.6534
CC | 2027 | 44.8454 | 48.4571 | 52.863 | 1.489 | 2.2527 | 3.1187 | 39.2814 | 42.3429 | 47.0812 | -1.2301 | 0.43077 | 2.544 | 36.5742 | 41.4681 | 46.8114 | 0.088059 | 1.7788 | 2.3625 | 31.9467 | 36.0091 | 42.3837 | -1.74 | -0.89335 | -0.12286 | -3.9474 | -8.3575 | -9.8276 | -1.109 | -1.9966 | -2.6534
CC | 2028 | 45.4474 | 49.0591 | 53.465 | 1.4691 | 2.2328 | 3.0987 | 39.8901 | 42.9516 | 47.6898 | -1.5492 | 0.1117 | 2.2249 | 36.5826 | 41.4765 | 46.8198 | 0.07182 | 1.7626 | 2.3463 | 31.9467 | 36.0091 | 42.3837 | -1.8831 | -1.0364 | -0.26589 | -6.487 | -10.897 | -12.3671 | -1.109 | -1.9966 | -2.6534
CC | 2029 | 46.0576 | 49.6693 | 54.0752 | 1.4233 | 2.1869 | 3.0529 | 40.527 | 43.5885 | 48.3267 | -1.8546 | -0.19365 | 1.9196 | 36.6018 | 41.4957 | 46.839 | 0.034879 | 1.7256 | 2.3093 | 31.9467 | 36.0091 | 42.3837 | -2.0476 | -1.2009 | -0.43046 | -9.0391 | -13.4491 | -14.9192 | -1.109 | -1.9966 | -2.6534
CC | 2030 | 46.7235 | 50.3352 | 54.7411 | 1.2041 | 1.9678 | 2.8337 | 41.2212 | 44.2827 | 49.0209 | -2.1188 | -0.45791 | 1.6553 | 36.6739 | 41.5678 | 46.9111 | -0.10388 | 1.5869 | 2.1706 | 31.9467 | 36.0091 | 42.3837 | -2.2512 | -1.4045 | -0.63405 | -11.6194 | -16.0294 | -17.4995 | -1.109 | -1.9966 | -2.6534
CC | 2031 | 47.4392 | 51.0509 | 55.4568 | 0.82983 | 1.5935 | 2.4595 | 41.9599 | 45.0214 | 49.7596 | -2.3243 | -0.66334 | 1.4499 | 36.7913 | 41.6852 | 47.0285 | -0.33008 | 1.3607 | 1.9444 | 31.9467 | 36.0091 | 42.3837 | -2.4715 | -1.6248 | -0.85435 | -14.235 | -18.645 | -20.1151 | -1.109 | -1.9966 | -2.6534
CC | 2032 | 48.1482 | 51.7599 | 56.1658 | 0.47615 | 1.2398 | 2.1058 | 42.7051 | 45.7666 | 50.5048 | -2.4747 | -0.81382 | 1.2994 | 36.9005 | 41.7943 | 47.1376 | -0.54022 | 1.1506 | 1.7342 | 31.9467 | 36.0091 | 42.3837 | -2.6697 | -1.823 | -1.0525 | -16.8466 | -21.2567 | -22.7268 | -1.109 | -1.9966 | -2.6534
CC | 2033 | 49.1339 | 52.7456 | 57.1515 | 0.3048 | 1.0685 | 1.9344 | 43.7651 | 46.8266 | 51.5649 | -2.5889 | -0.92796 | 1.1852 | 36.9529 | 41.8467 | 47.19 | -0.64112 | 1.0496 | 1.6333 | 31.9467 | 36.0091 | 42.3837 | -2.8269 | -1.9802 | -1.2097 | -19.4199 | -23.8299 | -25.3 | -1.109 | -1.9966 | -2.6534
CC | 2034 | 50.0603 | 53.672 | 58.0779 | 0.31788 | 1.0816 | 1.9475 | 44.8095 | 47.871 | 52.6092 | -2.6893 | -1.0283 | 1.0849 | 36.9488 | 41.8426 | 47.1859 | -0.63323 | 1.0575 | 1.6412 | 31.9467 | 36.0091 | 42.3837 | -2.9598 | -2.1131 | -1.3426 | -21.9411 | -26.3511 | -27.8212 | -1.109 | -1.9966 | -2.6534
CCL | 2025 | 16.289 | 21.7325 | 40.9544 | 6.3663 | 7.1561 | 7.6862 | 13.0954 | 18.8743 | 45.9042 | 7.3155 | 7.9259 | 12.2574 | 5 | 7 | 12 | 3.2735 | 4.7226 | 5.1691 | 5.1 | 7 | 13 | 4.3207 | 5.6533 | 7.5602 | 11.4952 | 10.0724 | 9.5898 | 6 | 4.5 | 3.5
CCL | 2026 | 16.289 | 21.7325 | 40.9544 | 6.4063 | 7.1961 | 7.7262 | 13.0321 | 18.811 | 45.8409 | 7.3155 | 7.9259 | 12.2574 | 5 | 7 | 12 | 3.2735 | 4.7226 | 5.1691 | 5.1 | 7 | 13 | 4.3184 | 5.6509 | 7.5578 | 11.4952 | 10.0724 | 9.5898 | 6 | 4.5 | 3.5
CCL | 2027 | 16.289 | 21.7325 | 40.9544 | 6.3539 | 7.1437 | 7.6739 | 12.9511 | 18.73 | 45.7599 | 7.3155 | 7.9259 | 12.2574 | 5 | 7 | 12 | 3.2735 | 4.7226 | 5.1691 | 5.1 | 7 | 13 | 4.3209 | 5.6535 | 7.5604 | 11.4952 | 10.0724 | 9.5898 | 6 | 4.5 | 3.5
CCL | 2028 | 16.289 | 21.7325 | 40.9544 | 6.1538 | 6.9436 | 7.4737 | 12.8019 | 18.5808 | 45.6108 | 7.3155 | 7.9259 | 12.2574 | 5 | 7 | 12 | 3.2735 | 4.7226 | 5.1691 | 5.1 | 7 | 13 | 4.3257 | 5.6583 | 7.5652 | 11.4952 | 10.0724 | 9.5898 | 6 | 4.5 | 3.5
CCL | 2029 | 16.289 | 21.7325 | 40.9544 | 5.9206 | 6.7104 | 7.2405 | 12.6403 | 18.4192 | 45.4491 | 7.3155 | 7.9259 | 12.2574 | 5 | 7 | 12 | 3.2735 | 4.7226 | 5.1691 | 5.1 | 7 | 13 | 4.3279 | 5.6604 | 7.5673 | 11.4952 | 10.0724 | 9.5898 | 6 | 4.5 | 3.5
CCL | 2030 | 16.289 | 21.7325 | 40.9544 | 5.799 | 6.5888 | 7.1189 | 12.5148 | 18.2937 | 45.3236 | 7.3155 | 7.9259 | 12.2574 | 5 | 7 | 12 | 3.2735 | 4.7226 | 5.1691 | 5.1 | 7 | 13 | 4.3255 | 5.6581 | 7.565 | 11.4952 | 10.0724 | 9.5898 | 6 | 4.5 | 3.5
CCL | 2031 | 16.289 | 21.7325 | 40.9544 | 5.8064 | 6.5962 | 7.1264 | 12.397 | 18.1759 | 45.2058 | 7.3155 | 7.9259 | 12.2574 | 5 | 7 | 12 | 3.2735 | 4.7226 | 5.1691 | 5.1 | 7 | 13 | 4.3213 | 5.6538 | 7.5607 | 11.4952 | 10.0724 | 9.5898 | 6 | 4.5 | 3.5
CCL | 2032 | 16.289 | 21.7325 | 40.9544 | 5.822 | 6.6118 | 7.142 | 12.2078 | 17.9867 | 45.0166 | 7.3155 | 7.9259 | 12.2574 | 5 | 7 | 12 | 3.2735 | 4.7226 | 5.1691 | 5.1 | 7 | 13 | 4.3196 | 5.6521 | 7.559 | 11.4952 | 10.0724 | 9.5898 | 6 | 4.5 | 3.5
CCL | 2033 | 16.289 | 21.7325 | 40.9544 | 5.7164 | 6.5062 | 7.0364 | 11.9121 | 17.691 | 44.7209 | 7.3155 | 7.9259 | 12.2574 | 5 | 7 | 12 | 3.2735 | 4.7226 | 5.1691 | 5.1 | 7 | 13 | 4.3225 | 5.6551 | 7.562 | 11.4952 | 10.0724 | 9.5898 | 6 | 4.5 | 3.5
CCL | 2034 | 16.289 | 21.7325 | 40.9544 | 5.4785 | 6.2683 | 6.7984 | 11.5536 | 17.3325 | 44.3624 | 7.3155 | 7.9259 | 12.2574 | 5 | 7 | 12 | 3.2735 | 4.7226 | 5.1691 | 5.1 | 7 | 13 | 4.3284 | 5.661 | 7.5679 | 11.4952 | 10.0724 | 9.5898 | 6 | 4.5 | 3.5
CK | 2025 | 53.9998 | 64.9136 | 72.5999 | 13.3392 | 15.1854 | 15.8574 | 41.9517 | 46.6472 | 53.1522 | 4.8181 | 6.7606 | 9.6544 | 36.0382 | 41.1635 | 46.064 | 4.0911 | 8.6309 | 10.0591 | 26.1584 | 29.0556 | 31.3393 | -0.12464 | 0.93083 | 1.2995 | 18.587 | 13.4926 | 11.6317 | -0.056475 | -0.55388 | -0.79675
CK | 2026 | 54.2598 | 65.1737 | 72.86 | 13.3394 | 15.1856 | 15.8576 | 42.2118 | 46.9073 | 53.4123 | 4.8181 | 6.7606 | 9.6544 | 35.503 | 40.6284 | 45.5289 | 4.0911 | 8.6309 | 10.0591 | 25.9592 | 28.8564 | 31.1402 | -0.12464 | 0.93083 | 1.2995 | 18.0313 | 12.9369 | 11.076 | -0.056475 | -0.55388 | -0.79675
CK | 2027 | 54.5199 | 65.4337 | 73.12 | 13.3396 | 15.1858 | 15.8578 | 42.4718 | 47.1674 | 53.6723 | 4.8181 | 6.7606 | 9.6544 | 35.4678 | 40.5932 | 45.4936 | 4.0911 | 8.6309 | 10.0591 | 25.7681 | 28.6653 | 30.949 | -0.12464 | 0.93083 | 1.2995 | 17.3671 | 12.2727 | 10.4118 | -0.056475 | -0.55388 | -0.79675
CK | 2028 | 54.8055 | 65.7194 | 73.4057 | 13.3399 | 15.1861 | 15.858 | 42.7575 | 47.453 | 53.958 | 4.8181 | 6.7606 | 9.6544 | 35.8792 | 41.0046 | 45.9051 | 4.0911 | 8.6309 | 10.0591 | 25.5745 | 28.4717 | 30.7554 | -0.12464 | 0.93083 | 1.2995 | 16.7779 | 11.6835 | 9.8226 | -0.056475 | -0.55388 | -0.79675
CK | 2029 | 55.0911 | 66.005 | 73.6913 | 13.34 | 15.1862 | 15.8582 | 43.0431 | 47.7386 | 54.2436 | 4.8181 | 6.7606 | 9.6544 | 36.2944 | 41.4198 | 46.3203 | 4.0911 | 8.6309 | 10.0591 | 25.3761 | 28.2733 | 30.557 | -0.12464 | 0.93083 | 1.2995 | 16.2769 | 11.1825 | 9.3216 | -0.056475 | -0.55388 | -0.79675
CK | 2030 | 55.3768 | 66.2906 | 73.9769 | 13.3402 | 15.1864 | 15.8584 | 43.3287 | 48.0242 | 54.5292 | 4.8181 | 6.7606 | 9.6544 | 36.3197 | 41.4451 | 46.3455 | 4.0911 | 8.6309 | 10.0591 | 25.1741 | 28.0713 | 30.3551 | -0.12464 | 0.93083 | 1.2995 | 15.7758 | 10.6814 | 8.8205 | -0.056475 | -0.55388 | -0.79675
CK | 2031 | 55.6624 | 66.5762 | 74.2625 | 13.3404 | 15.1866 | 15.8586 | 43.6143 | 48.3098 | 54.8148 | 4.8181 | 6.7606 | 9.6544 | 35.9737 | 41.0991 | 45.9996 | 4.0911 | 8.6309 | 10.0591 | 24.9725 | 27.8696 | 30.1534 | -0.12464 | 0.93083 | 1.2995 | 15.2218 | 10.1274 | 8.2665 | -0.056475 | -0.55388 | -0.79675
CK | 2032 | 55.948 | 66.8618 | 74.5481 | 13.3406 | 15.1868 | 15.8588 | 43.8999 | 48.5954 | 55.1004 | 4.8181 | 6.7606 | 9.6544 | 35.6392 | 40.7646 | 45.665 | 4.0911 | 8.6309 | 10.0591 | 24.773 | 27.6702 | 29.9539 | -0.12464 | 0.93083 | 1.2995 | 14.6679 | 9.5735 | 7.7126 | -0.056475 | -0.55388 | -0.79675
CK | 2033 | 56.4589 | 67.3727 | 75.059 | 13.3408 | 15.187 | 15.859 | 44.4108 | 49.1063 | 55.6113 | 4.8181 | 6.7606 | 9.6544 | 35.6788 | 40.8042 | 45.7046 | 4.0911 | 8.6309 | 10.0591 | 24.577 | 27.4741 | 29.7579 | -0.12464 | 0.93083 | 1.2995 | 14.1976 | 9.1032 | 7.2423 | -0.056475 | -0.55388 | -0.79675
CK | 2034 | 56.9697 | 67.8836 | 75.5699 | 13.3411 | 15.1873 | 15.8593 | 44.9217 | 49.6172 | 56.1222 | 4.8181 | 6.7606 | 9.6544 | 36.1089 | 41.2342 | 46.1347 | 4.0911 | 8.6309 | 10.0591 | 24.3823 | 27.2795 | 29.5632 | -0.12464 | 0.93083 | 1.2995 | 13.8201 | 8.7257 | 6.8648 | -0.056475 | -0.55388 | -0.79675
CKN | 2025 | 54.9253 | 62.2832 | 73.2232 | 4.9404 | 6.6506 | 9.0827 | 41.9717 | 50.7193 | 59.3747 | -1.7675 | 0.098409 | 0.76135 | 54.3837 | 66.0513 | 68.8144 | 1.8126 | 5.1161 | 7.9844 | 38.7781 | 44.5353 | 52.4961 | -2.9418 | -1.5789 | -1.1073 | -10.0024 | -12.6768 | -15.3087 | -2.5645 | -3.1104 | -3.5919
CKN | 2026 | 55.5991 | 62.957 | 73.8971 | 4.9671 | 6.6774 | 9.1095 | 42.6852 | 51.4328 | 60.0882 | -1.8338 | 0.03204 | 0.69498 | 54.3787 | 66.0464 | 68.8095 | 1.8404 | 5.1439 | 8.0122 | 38.7781 | 44.5353 | 52.4961 | -3.2663 | -1.9034 | -1.4318 | -13.9298 | -16.6042 | -19.2361 | -2.5559 | -3.1018 | -3.5833
CKN | 2027 | 56.839 | 64.197 | 75.137 | 4.6123 | 6.3226 | 8.7547 | 43.3987 | 52.1463 | 60.8018 | -1.7593 | 0.1066 | 0.76954 | 54.4444 | 66.112 | 68.8751 | 1.4713 | 4.7747 | 7.6431 | 38.7781 | 44.5353 | 52.4961 | -3.3881 | -2.0251 | -1.5535 | -18.1193 | -20.7937 | -23.4256 | -2.9191 | -3.465 | -3.9465
CKN | 2028 | 58.9835 | 66.3414 | 77.2814 | 4.0282 | 5.7385 | 8.1705 | 44.6765 | 53.4241 | 62.0795 | -1.641 | 0.22487 | 0.88782 | 54.5525 | 66.2201 | 68.9832 | 0.86355 | 4.167 | 7.0353 | 38.7781 | 44.5353 | 52.4961 | -3.45 | -2.087 | -1.6154 | -22.4121 | -25.0865 | -27.7184 | -3.499 | -4.0449 | -4.5264
CKN | 2029 | 61.0669 | 68.4248 | 79.3649 | 3.4852 | 5.1955 | 7.6275 | 45.9543 | 54.7019 | 63.3573 | -1.6003 | 0.26557 | 0.92851 | 54.6529 | 66.3206 | 69.0837 | 0.29862 | 3.6021 | 6.4704 | 38.7781 | 44.5353 | 52.4961 | -3.6306 | -2.2677 | -1.7961 | -26.6895 | -29.3639 | -31.9958 | -4.0472 | -4.5931 | -5.0746
CKN | 2030 | 62.8223 | 70.1803 | 81.1203 | 3.1633 | 4.8735 | 7.3056 | 47.2321 | 55.9797 | 64.6351 | -1.667 | 0.1989 | 0.86184 | 54.7125 | 66.3802 | 69.1432 | -0.036327 | 3.2671 | 6.1355 | 38.7781 | 44.5353 | 52.4961 | -3.9687 | -2.6058 | -2.1342 | -30.8818 | -33.5562 | -36.1881 | -4.3922 | -4.9381 | -5.4196
CKN | 2031 | 64.3144 | 71.6724 | 82.6124 | 3.0188 | 4.7291 | 7.1611 | 48.5098 | 57.2575 | 65.9129 | -1.7611 | 0.10475 | 0.76769 | 54.7392 | 66.4069 | 69.17 | -0.18664 | 3.1168 | 5.9851 | 38.7781 | 44.5353 | 52.4961 | -4.3329 | -2.97 | -2.4984 | -35.0268 | -37.7013 | -40.3331 | -4.5625 | -5.1085 | -5.5899
CKN | 2032 | 65.8387 | 73.1966 | 84.1367 | 2.8527 | 4.563 | 6.995 | 49.7876 | 58.5353 | 67.1907 | -1.7691 | 0.096758 | 0.7597 | 54.77 | 66.4376 | 69.2007 | -0.35946 | 2.944 | 5.8123 | 38.7781 | 44.5353 | 52.4961 | -4.5446 | -3.1817 | -2.7101 | -39.1784 | -41.8528 | -44.4847 | -4.7429 | -5.2888 | -5.7703
CKN | 2033 | 68.2809 | 75.6388 | 86.5788 | 2.4961 | 4.2064 | 6.6384 | 51.7007 | 60.4484 | 69.1038 | -1.6485 | 0.2174 | 0.88035 | 54.836 | 66.5036 | 69.2667 | -0.73047 | 2.573 | 5.4413 | 38.7781 | 44.5353 | 52.4961 | -4.5408 | -3.1779 | -2.7062 | -43.3864 | -46.0609 | -48.6927 | -5.1084 | -5.6544 | -6.1358
CKN | 2034 | 71.0013 | 78.3592 | 89.2993 | 1.9519 | 3.6622 | 6.0943 | 53.6138 | 62.3615 | 71.0169 | -1.4539 | 0.41196 | 1.0749 | 54.9366 | 66.6043 | 69.3674 | -1.2966 | 2.0069 | 4.8752 | 38.7781 | 44.5353 | 52.4961 | -4.4155 | -3.0526 | -2.5809 | -47.6266 | -50.301 | -52.9329 | -5.6587 | -6.2047 | -6.6861
CL | 2025 | 26.0356 | 28.6055 | 32.211 | 4.2329 | 5.4446 | 6.6676 | 22.5432 | 23.9948 | 26.6322 | 0.91555 | 2.202 | 3.2154 | 21.7618 | 28.2251 | 30.0438 | 3.9251 | 5.2604 | 6.0968 | 19.8114 | 22.2942 | 23.7609 | 0.23636 | 1.7598 | 2.7615 | 7.7601 | 4.2694 | 2.9945 | -0.039135 | -0.44965 | -0.62402
CL | 2026 | 26.2409 | 28.8108 | 32.4162 | 4.2329 | 5.4446 | 6.6676 | 22.6686 | 24.1202 | 26.7576 | 0.72278 | 2.0093 | 3.0227 | 21.7519 | 28.2151 | 30.0338 | 3.9251 | 5.2604 | 6.0968 | 19.8041 | 22.2869 | 23.7536 | 0.1405 | 1.6639 | 2.6656 | 7.115 | 3.6242 | 2.3494 | -0.04529 | -0.45581 | -0.63018
CL | 2027 | 26.4743 | 29.0442 | 32.6496 | 4.2329 | 5.4446 | 6.6676 | 22.8965 | 24.3481 | 26.9855 | 0.64966 | 1.9361 | 2.9495 | 21.7655 | 28.2288 | 30.0475 | 3.9251 | 5.2604 | 6.0968 | 19.852 | 22.3348 | 23.8015 | 0.075599 | 1.599 | 2.6007 | 6.4634 | 2.9727 | 1.6978 | -0.051618 | -0.46214 | -0.6365
CL | 2028 | 26.8645 | 29.4344 | 33.0399 | 4.2329 | 5.4446 | 6.6676 | 23.3107 | 24.7623 | 27.3997 | 0.63386 | 1.9203 | 2.9337 | 21.8022 | 28.2654 | 30.0841 | 3.9251 | 5.2604 | 6.0968 | 19.9282 | 22.4109 | 23.8776 | 0.024448 | 1.5478 | 2.5495 | 5.8231 | 2.3324 | 1.0575 | -0.057948 | -0.46847 | -0.64283
CL | 2029 | 27.248 | 29.8179 | 33.4233 | 4.2329 | 5.4446 | 6.6676 | 23.6618 | 25.1134 | 27.7508 | 0.54452 | 1.831 | 2.8444 | 21.8377 | 28.301 | 30.1197 | 3.9251 | 5.2604 | 6.0968 | 19.9782 | 22.4609 | 23.9276 | -0.046015 | 1.4774 | 2.4791 | 5.1877 | 1.697 | 0.42211 | -0.064236 | -0.47475 | -0.64912
CL | 2030 | 27.6045 | 30.1744 | 33.7799 | 4.2329 | 5.4446 | 6.6676 | 23.9202 | 25.3718 | 28.0092 | 0.34684 | 1.6333 | 2.6467 | 21.8506 | 28.3138 | 30.1325 | 3.9251 | 5.2604 | 6.0968 | 19.979 | 22.4618 | 23.9285 | -0.14362 | 1.3798 | 2.3815 | 4.5467 | 1.056 | -0.21889 | -0.07048 | -0.481 | -0.65537
CL | 2031 | 27.932 | 30.5019 | 34.1074 | 4.2329 | 5.4446 | 6.6676 | 24.179 | 25.6306 | 28.268 | 0.14962 | 1.4361 | 2.4495 | 21.8424 | 28.3057 | 30.1243 | 3.9251 | 5.2604 | 6.0968 | 19.9574 | 22.4402 | 23.9069 | -0.23928 | 1.2841 | 2.2858 | 3.8934 | 0.40263 | -0.87224 | -0.076739 | -0.48726 | -0.66162
CL | 2032 | 28.2427 | 30.8126 | 34.4181 | 4.2329 | 5.4446 | 6.6676 | 24.5713 | 26.0229 | 28.6603 | 0.10841 | 1.3949 | 2.4083 | 21.8356 | 28.2988 | 30.1175 | 3.9251 | 5.2604 | 6.0968 | 19.9632 | 22.4459 | 23.9126 | -0.29293 | 1.2305 | 2.2322 | 3.2376 | -0.25312 | -1.528 | -0.083019 | -0.49354 | -0.6679
CL | 2033 | 28.826 | 31.3959 | 35.0014 | 4.2329 | 5.4446 | 6.6676 | 25.4163 | 26.8679 | 29.5053 | 0.27487 | 1.5613 | 2.5748 | 21.8514 | 28.3147 | 30.1334 | 3.9251 | 5.2604 | 6.0968 | 20.0205 | 22.5032 | 23.9699 | -0.29169 | 1.2317 | 2.2334 | 2.5914 | -0.8993 | -2.1742 | -0.089313 | -0.49983 | -0.6742
CL | 2034 | 29.4147 | 31.9846 | 35.59 | 4.2329 | 5.4446 | 6.6676 | 26.3608 | 27.8124 | 30.4498 | 0.5575 | 1.844 | 2.8574 | 21.891 | 28.3542 | 30.1729 | 3.9251 | 5.2604 | 6.0968 | 20.1098 | 22.5925 | 24.0592 | -0.26008 | 1.2633 | 2.265 | 1.9604 | -1.5304 | -2.8052 | -0.095576 | -0.50609 | -0.68046
CLP | 2025 | 0 | 0 | 0 | 0 | 0 | 0 | 0 | 0 | 0 | 0 | 0 | 0 | 0 | 0 | 0 | 0 | 0 | 0 | 0 | 0 | 0 | 0 | 0 | 0 | 0 | 0 | 0 | 0 | 0 | 0
CLP | 2026 | 0 | 0 | 0 | 0 | 0 | 0 | 0 | 0 | 0 | 0 | 0 | 0 | 0 | 0 | 0 | 0 | 0 | 0 | 0 | 0 | 0 | 0 | 0 | 0 | 0 | 0 | 0 | 0 | 0 | 0
CLP | 2027 | 0 | 0 | 0 | 0 | 0 | 0 | 0 | 0 | 0 | 0 | 0 | 0 | 0 | 0 | 0 | 0 | 0 | 0 | 0 | 0 | 0 | 0 | 0 | 0 | 0 | 0 | 0 | 0 | 0 | 0
CLP | 2028 | 0 | 0 | 0 | 0 | 0 | 0 | 0 | 0 | 0 | 0 | 0 | 0 | 0 | 0 | 0 | 0 | 0 | 0 | 0 | 0 | 0 | 0 | 0 | 0 | 0 | 0 | 0 | 0 | 0 | 0
CLP | 2029 | 0 | 0 | 0 | 0 | 0 | 0 | 0 | 0 | 0 | 0 | 0 | 0 | 0 | 0 | 0 | 0 | 0 | 0 | 0 | 0 | 0 | 0 | 0 | 0 | 0 | 0 | 0 | 0 | 0 | 0
CLP | 2030 | 0 | 0 | 0 | 0 | 0 | 0 | 0 | 0 | 0 | 0 | 0 | 0 | 0 | 0 | 0 | 0 | 0 | 0 | 0 | 0 | 0 | 0 | 0 | 0 | 0 | 0 | 0 | 0 | 0 | 0
CLP | 2031 | 0 | 0 | 0 | 0 | 0 | 0 | 0 | 0 | 0 | 0 | 0 | 0 | 0 | 0 | 0 | 0 | 0 | 0 | 0 | 0 | 0 | 0 | 0 | 0 | 0 | 0 | 0 | 0 | 0 | 0
CLP | 2032 | 0 | 0 | 0 | 0 | 0 | 0 | 0 | 0 | 0 | 0 | 0 | 0 | 0 | 0 | 0 | 0 | 0 | 0 | 0 | 0 | 0 | 0 | 0 | 0 | 0 | 0 | 0 | 0 | 0 | 0
CLP | 2033 | 0 | 0 | 0 | 0 | 0 | 0 | 0 | 0 | 0 | 0 | 0 | 0 | 0 | 0 | 0 | 0 | 0 | 0 | 0 | 0 | 0 | 0 | 0 | 0 | 0 | 0 | 0 | 0 | 0 | 0
CLP | 2034 | 0 | 0 | 0 | 0 | 0 | 0 | 0 | 0 | 0 | 0 | 0 | 0 | 0 | 0 | 0 | 0 | 0 | 0 | 0 | 0 | 0 | 0 | 0 | 0 | 0 | 0 | 0 | 0 | 0 | 0
CO | 2025 | 14.3492 | 15.5681 | 17.3237 | 0.68702 | 2.0844 | 2.783 | 11.3724 | 11.8072 | 12.5464 | 2.2966e-05 | 0.83206 | 1.7121 | 10.7376 | 13.0413 | 14.4504 | 0.33779 | 1.0201 | 1.3615 | 10.2001 | 11.0403 | 11.8469 | -0.86618 | 0.37942 | 0.80049 | 2.8622 | 1.7635 | 0.14638 | 0.22267 | -0.24586 | -0.62337
CO | 2026 | 14.1774 | 15.3963 | 17.1519 | 0.51297 | 1.9104 | 2.6089 | 11.19 | 11.6247 | 12.3639 | -0.07899 | 0.75305 | 1.6331 | 10.7376 | 13.0413 | 14.4504 | 0.27947 | 0.96178 | 1.3032 | 10.0799 | 10.9202 | 11.7268 | -0.88898 | 0.35662 | 0.77768 | 2.3408 | 1.2421 | -0.37507 | 0.22267 | -0.24586 | -0.62337
CO | 2027 | 14.1397 | 15.3585 | 17.1141 | 0.3967 | 1.7941 | 2.4926 | 11.1655 | 11.6003 | 12.3394 | -0.096899 | 0.73514 | 1.6152 | 10.7376 | 13.0413 | 14.4504 | 0.15846 | 0.84077 | 1.1822 | 10.0527 | 10.8929 | 11.6995 | -0.89415 | 0.35145 | 0.77251 | 2.0035 | 0.90483 | -0.7123 | 0.22267 | -0.24586 | -0.62337
CO | 2028 | 14.3561 | 15.575 | 17.3306 | 0.34444 | 1.7418 | 2.4404 | 11.3416 | 11.7764 | 12.5156 | -0.080772 | 0.75126 | 1.6313 | 10.7376 | 13.0413 | 14.4504 | -0.024281 | 0.65803 | 0.99947 | 10.0772 | 10.9175 | 11.7241 | -0.8895 | 0.3561 | 0.77717 | 1.8641 | 0.7654 | -0.85173 | 0.22267 | -0.24586 | -0.62337
CO | 2029 | 14.5846 | 15.8034 | 17.559 | 0.29167 | 1.689 | 2.3876 | 11.4418 | 11.8766 | 12.6158 | -0.093995 | 0.73804 | 1.6181 | 10.7376 | 13.0413 | 14.4504 | -0.21578 | 0.46653 | 0.80797 | 10.0571 | 10.8974 | 11.7039 | -0.89331 | 0.35229 | 0.77335 | 1.737 | 0.63834 | -0.97879 | 0.22267 | -0.24586 | -0.62337
CO | 2030 | 14.6958 | 15.9147 | 17.6703 | 0.17507 | 1.5725 | 2.271 | 11.3914 | 11.8262 | 12.5654 | -0.16546 | 0.66658 | 1.5466 | 10.7376 | 13.0413 | 14.4504 | -0.36375 | 0.31856 | 0.66 | 9.9484 | 10.7887 | 11.5953 | -0.91394 | 0.33166 | 0.75273 | 1.4277 | 0.329 | -1.2881 | 0.22267 | -0.24586 | -0.62337
CO | 2031 | 14.6874 | 15.9063 | 17.6619 | -0.0023724 | 1.395 | 2.0936 | 11.2745 | 11.7093 | 12.4485 | -0.26264 | 0.5694 | 1.4494 | 10.7376 | 13.0413 | 14.4504 | -0.46586 | 0.21644 | 0.55789 | 9.8006 | 10.6409 | 11.4475 | -0.94199 | 0.30361 | 0.72468 | 0.93 | -0.1687 | -1.7858 | 0.22267 | -0.24586 | -0.62337
CO | 2032 | 14.6782 | 15.8971 | 17.6527 | -0.17419 | 1.2232 | 1.9218 | 11.2481 | 11.6829 | 12.4221 | -0.32483 | 0.50721 | 1.3873 | 10.7376 | 13.0413 | 14.4504 | -0.56513 | 0.11717 | 0.45862 | 9.7061 | 10.5463 | 11.3529 | -0.95994 | 0.28566 | 0.70673 | 0.44316 | -0.65553 | -2.2727 | 0.22267 | -0.24586 | -0.62337
CO | 2033 | 14.8756 | 16.0945 | 17.8501 | -0.2781 | 1.1193 | 1.8178 | 11.4761 | 11.9109 | 12.6501 | -0.32374 | 0.50829 | 1.3883 | 10.7376 | 13.0413 | 14.4504 | -0.70541 | -0.023099 | 0.31835 | 9.7077 | 10.548 | 11.3545 | -0.95962 | 0.28598 | 0.70704 | 0.17643 | -0.92227 | -2.5394 | 0.22267 | -0.24586 | -0.62337
CO | 2034 | 15.1956 | 16.4145 | 18.1701 | -0.31247 | 1.0849 | 1.7835 | 11.8018 | 12.2366 | 12.9758 | -0.28486 | 0.54717 | 1.4272 | 10.7376 | 13.0413 | 14.4504 | -0.88965 | -0.20735 | 0.1341 | 9.7668 | 10.6071 | 11.4137 | -0.9484 | 0.2972 | 0.71826 | 0.13556 | -0.96313 | -2.5803 | 0.22267 | -0.24586 | -0.62337
COL | 2025 | 37.7434 | 43.3945 | 55.0569 | 5.2092 | 7.6476 | 11.1401 | 32.873 | 35.3419 | 39.008 | 1.8591 | 2.3381 | 2.7995 | 29.9802 | 36.9283 | 40.3862 | 5.0083 | 6.207 | 7.5408 | 26.8686 | 29.8021 | 35.7408 | 1.3296 | 1.946 | 2.4463 | 0 | 0 | 0 | -0.45 | -1 | -1.2
COL | 2026 | 37.8876 | 43.5387 | 55.2011 | 5.1729 | 7.6113 | 11.1037 | 32.5431 | 35.012 | 38.6782 | 1.7023 | 2.1813 | 2.6426 | 29.4918 | 36.44 | 39.8979 | 4.8174 | 6.016 | 7.3499 | 26.299 | 29.2325 | 35.1713 | 1.0992 | 1.7156 | 2.2158 | 0 | 0 | 0 | -0.45 | -1 | -1.2
COL | 2027 | 38.1119 | 43.763 | 55.4254 | 5.1285 | 7.5669 | 11.0593 | 32.6462 | 35.1151 | 38.7812 | 1.5494 | 2.0284 | 2.4898 | 28.9778 | 35.926 | 39.3839 | 4.5839 | 5.7826 | 7.1164 | 26.0111 | 28.9447 | 34.8834 | 0.87459 | 1.491 | 1.9913 | 0 | 0 | 0 | -0.45 | -1 | -1.2
COL | 2028 | 38.589 | 44.2402 | 55.9026 | 5.0802 | 7.5186 | 11.011 | 33.1504 | 35.6192 | 39.2854 | 1.4077 | 1.8867 | 2.348 | 28.4521 | 35.4003 | 38.8582 | 4.3302 | 5.5289 | 6.8627 | 25.8663 | 28.7999 | 34.7386 | 0.66635 | 1.2828 | 1.783 | 0 | 0 | 0 | -0.45 | -1 | -1.2
COL | 2029 | 39.0699 | 44.721 | 56.3834 | 5.0323 | 7.4707 | 10.9631 | 33.4449 | 35.9138 | 39.5799 | 1.2702 | 1.7492 | 2.2106 | 27.9276 | 34.8758 | 38.3337 | 4.0784 | 5.2771 | 6.6109 | 25.5868 | 28.5204 | 34.4591 | 0.4644 | 1.0808 | 1.5811 | 0 | 0 | 0 | -0.45 | -1 | -1.2
COL | 2030 | 39.5016 | 45.1528 | 56.8152 | 4.9876 | 7.426 | 10.9185 | 33.4058 | 35.8747 | 39.5408 | 1.1277 | 1.6067 | 2.0681 | 27.4141 | 34.3623 | 37.8202 | 3.8438 | 5.0425 | 6.3763 | 25.0896 | 28.0231 | 33.9618 | 0.25498 | 0.87142 | 1.3717 | 0 | 0 | 0 | -0.45 | -1 | -1.2
COL | 2031 | 39.8784 | 45.5295 | 57.1919 | 4.9455 | 7.384 | 10.8764 | 33.3596 | 35.8285 | 39.4946 | 0.97903 | 1.458 | 1.9194 | 26.9075 | 33.8556 | 37.3135 | 3.6227 | 4.8213 | 6.1552 | 24.586 | 27.5196 | 33.4583 | 0.036548 | 0.65298 | 1.1532 | 0 | 0 | 0 | -0.45 | -1 | -1.2
COL | 2032 | 40.2362 | 45.8873 | 57.5497 | 4.9033 | 7.3417 | 10.8341 | 33.781 | 36.2499 | 39.9161 | 0.83054 | 1.3095 | 1.7709 | 26.3997 | 33.3478 | 36.8057 | 3.4005 | 4.5992 | 5.933 | 24.3856 | 27.3192 | 33.2579 | -0.18162 | 0.43481 | 0.93505 | 0 | 0 | 0 | -0.45 | -1 | -1.2
COL | 2033 | 41.0049 | 46.656 | 58.3185 | 4.8586 | 7.2971 | 10.7895 | 35.2198 | 37.6887 | 41.3549 | 0.68921 | 1.1682 | 1.6296 | 25.8832 | 32.8314 | 36.2893 | 3.166 | 4.3647 | 5.6985 | 24.5924 | 27.5259 | 33.4647 | -0.38927 | 0.22717 | 0.72741 | 0 | 0 | 0 | -0.45 | -1 | -1.2
COL | 2034 | 41.8021 | 47.4532 | 59.1156 | 4.8121 | 7.2506 | 10.743 | 37.0056 | 39.4744 | 43.1406 | 0.55351 | 1.0325 | 1.4939 | 25.3612 | 32.3094 | 35.7673 | 2.9217 | 4.1204 | 5.4542 | 25.0257 | 27.9592 | 33.8979 | -0.58865 | 0.027787 | 0.52803 | 0 | 0 | 0 | -0.45 | -1 | -1.2
CPN | 2025 | 12.4895 | 13.8063 | 15.585 | 0.5431 | 1.1992 | 1.7423 | 8.4991 | 10.133 | 11.5266 | -0.14532 | 0.10569 | 0.5306 | 8.4137 | 10.653 | 13.3686 | 0.059366 | 0.76835 | 1.0187 | 7.54 | 7.9814 | 8.938 | -0.19741 | -0.10902 | -0.076736 | -2.8021 | -3.4681 | -3.6589 | 0.45065 | -0.015364 | -0.17885
CPN | 2026 | 12.5624 | 13.8792 | 15.6579 | 0.46171 | 1.1178 | 1.6609 | 8.606 | 10.24 | 11.6336 | -0.2761 | -0.025096 | 0.39982 | 8.4137 | 10.653 | 13.3686 | -0.0028211 | 0.70616 | 0.95648 | 7.3643 | 7.8057 | 8.7622 | -0.30919 | -0.2208 | -0.18852 | -3.6514 | -4.3173 | -4.5081 | 0.45237 | -0.013644 | -0.17713
CPN | 2027 | 12.6376 | 13.9543 | 15.733 | 0.32661 | 0.98267 | 1.5258 | 8.7129 | 10.3469 | 11.7405 | -0.36838 | -0.11738 | 0.30753 | 8.4137 | 10.653 | 13.3686 | -0.099797 | 0.60919 | 0.85951 | 7.3469 | 7.7883 | 8.7448 | -0.40021 | -0.31183 | -0.27954 | -4.4161 | -5.0821 | -5.2729 | 0.45538 | -0.010635 | -0.17412
CPN | 2028 | 12.8404 | 14.1571 | 15.9358 | 0.13977 | 0.79583 | 1.339 | 8.9472 | 10.5812 | 11.9748 | -0.4387 | -0.1877 | 0.23722 | 8.4137 | 10.653 | 13.3686 | -0.23146 | 0.47752 | 0.72785 | 7.4139 | 7.8553 | 8.8118 | -0.47872 | -0.39033 | -0.35804 | -5.0741 | -5.74 | -5.9308 | 0.45957 | -0.0064497 | -0.16993
CPN | 2029 | 13.0407 | 14.3574 | 16.1361 | -0.052351 | 0.60371 | 1.1469 | 9.1815 | 10.8155 | 12.2091 | -0.5276 | -0.2766 | 0.14831 | 8.4137 | 10.653 | 13.3686 | -0.36761 | 0.34137 | 0.59169 | 7.4093 | 7.8507 | 8.8072 | -0.56779 | -0.47941 | -0.44712 | -5.7048 | -6.3708 | -6.5615 | 0.46389 | -0.0021286 | -0.16561
CPN | 2030 | 13.2373 | 14.554 | 16.3328 | -0.20451 | 0.45155 | 0.9947 | 9.4158 | 11.0498 | 12.4434 | -0.64795 | -0.39695 | 0.027967 | 8.4137 | 10.653 | 13.3686 | -0.47814 | 0.23084 | 0.48116 | 7.2777 | 7.7191 | 8.6756 | -0.67408 | -0.58569 | -0.5534 | -6.4005 | -7.0664 | -7.2572 | 0.46729 | 0.0012755 | -0.16221
CPN | 2031 | 13.4315 | 14.7482 | 16.5269 | -0.31617 | 0.33988 | 0.88303 | 9.6501 | 11.2841 | 12.6777 | -0.76686 | -0.51586 | -0.090945 | 8.4137 | 10.653 | 13.3686 | -0.56256 | 0.14642 | 0.39674 | 7.1223 | 7.5637 | 8.5202 | -0.77621 | -0.68782 | -0.65554 | -7.1823 | -7.8482 | -8.039 | 0.46971 | 0.0036944 | -0.15979
CPN | 2032 | 13.6258 | 14.9425 | 16.7212 | -0.42688 | 0.22918 | 0.77233 | 9.8844 | 11.5184 | 12.912 | -0.83601 | -0.58501 | -0.1601 | 8.4137 | 10.653 | 13.3686 | -0.64717 | 0.061808 | 0.31213 | 7.1069 | 7.5483 | 8.5048 | -0.84415 | -0.75577 | -0.72348 | -7.9771 | -8.643 | -8.8338 | 0.47206 | 0.0060461 | -0.15744
CPN | 2033 | 13.9405 | 15.2572 | 17.036 | -0.57624 | 0.079813 | 0.62296 | 10.2371 | 11.871 | 13.2646 | -0.83936 | -0.58836 | -0.16345 | 8.4137 | 10.653 | 13.3686 | -0.7584 | -0.049421 | 0.2009 | 7.2932 | 7.7346 | 8.6911 | -0.86876 | -0.78037 | -0.74808 | -8.6989 | -9.3648 | -9.5556 | 0.47536 | 0.0093471 | -0.15414
CPN | 2034 | 14.2575 | 15.5742 | 17.3529 | -0.76632 | -0.11026 | 0.43289 | 10.5897 | 12.2237 | 13.6173 | -0.8064 | -0.5554 | -0.13048 | 8.4137 | 10.653 | 13.3686 | -0.89732 | -0.18834 | 0.061983 | 7.5944 | 8.0358 | 8.9923 | -0.86986 | -0.78148 | -0.74919 | -9.3343 | -10.0003 | -10.191 | 0.47967 | 0.013655 | -0.14983
CTB | 2025 | 7.8957 | 10.0953 | 11.8172 | -0.3511 | 1.3687 | 2.3564 | 9.0027 | 9.7566 | 10.0311 | -1.2673 | -0.7363 | 0.088514 | 0.2 | 4 | 8.75 | -3.8404 | -3.0286 | -1.2978 | 6.093 | 7.6427 | 8.1417 | -3.1762 | -2.4757 | -1.9794 | 10.8679 | 8.2826 | 7.7075 | -1.7 | -2.5 | -3.25
CTB | 2026 | 7.8957 | 10.0953 | 11.8172 | -0.3511 | 1.3687 | 2.3564 | 9.0027 | 9.7566 | 10.0311 | -1.2673 | -0.7363 | 0.088514 | 0.2 | 4 | 8.75 | -3.8404 | -3.0286 | -1.2978 | 6.093 | 7.6427 | 8.1417 | -3.1762 | -2.4757 | -1.9794 | 10.8679 | 8.2826 | 7.7075 | -1.7 | -2.5 | -3.25
CTB | 2027 | 7.8957 | 10.0953 | 11.8172 | -0.3511 | 1.3687 | 2.3564 | 9.0027 | 9.7566 | 10.0311 | -1.2673 | -0.7363 | 0.088514 | 0.2 | 4 | 8.75 | -3.8404 | -3.0286 | -1.2978 | 6.093 | 7.6427 | 8.1417 | -3.1762 | -2.4757 | -1.9794 | 10.8679 | 8.2826 | 7.7075 | -1.7 | -2.5 | -3.25
CTB | 2028 | 7.8957 | 10.0953 | 11.8172 | -0.3511 | 1.3687 | 2.3564 | 9.0027 | 9.7566 | 10.0311 | -1.2673 | -0.7363 | 0.088514 | 0.2 | 4 | 8.75 | -3.8404 | -3.0286 | -1.2978 | 6.093 | 7.6427 | 8.1417 | -3.1762 | -2.4757 | -1.9794 | 10.8679 | 8.2826 | 7.7075 | -1.7 | -2.5 | -3.25
CTB | 2029 | 7.8957 | 10.0953 | 11.8172 | -0.3511 | 1.3687 | 2.3564 | 9.0027 | 9.7566 | 10.0311 | -1.2673 | -0.7363 | 0.088514 | 0.2 | 4 | 8.75 | -3.8404 | -3.0286 | -1.2978 | 6.093 | 7.6427 | 8.1417 | -3.1762 | -2.4757 | -1.9794 | 10.8679 | 8.2826 | 7.7075 | -1.7 | -2.5 | -3.25
CTB | 2030 | 7.8957 | 10.0953 | 11.8172 | -0.3511 | 1.3687 | 2.3564 | 9.0027 | 9.7566 | 10.0311 | -1.2673 | -0.7363 | 0.088514 | 0.2 | 4 | 8.75 | -3.8404 | -3.0286 | -1.2978 | 6.093 | 7.6427 | 8.1417 | -3.1762 | -2.4757 | -1.9794 | 10.8679 | 8.2826 | 7.7075 | -1.7 | -2.5 | -3.25
CTB | 2031 | 7.8957 | 10.0953 | 11.8172 | -0.3511 | 1.3687 | 2.3564 | 9.0027 | 9.7566 | 10.0311 | -1.2673 | -0.7363 | 0.088514 | 0.2 | 4 | 8.75 | -3.8404 | -3.0286 | -1.2978 | 6.093 | 7.6427 | 8.1417 | -3.1762 | -2.4757 | -1.9794 | 10.8679 | 8.2826 | 7.7075 | -1.7 | -2.5 | -3.25
CTB | 2032 | 7.8957 | 10.0953 | 11.8172 | -0.3511 | 1.3687 | 2.3564 | 9.0027 | 9.7566 | 10.0311 | -1.2673 | -0.7363 | 0.088514 | 0.2 | 4 | 8.75 | -3.8404 | -3.0286 | -1.2978 | 6.093 | 7.6427 | 8.1417 | -3.1762 | -2.4757 | -1.9794 | 10.8679 | 8.2826 | 7.7075 | -1.7 | -2.5 | -3.25
CTB | 2033 | 7.8957 | 10.0953 | 11.8172 | -0.3511 | 1.3687 | 2.3564 | 9.0027 | 9.7566 | 10.0311 | -1.2673 | -0.7363 | 0.088514 | 0.2 | 4 | 8.75 | -3.8404 | -3.0286 | -1.2978 | 6.093 | 7.6427 | 8.1417 | -3.1762 | -2.4757 | -1.9794 | 10.8679 | 8.2826 | 7.7075 | -1.7 | -2.5 | -3.25
CTB | 2034 | 7.8957 | 10.0953 | 11.8172 | -0.3511 | 1.3687 | 2.3564 | 9.0027 | 9.7566 | 10.0311 | -1.2673 | -0.7363 | 0.088514 | 0.2 | 4 | 8.75 | -3.8404 | -3.0286 | -1.2978 | 6.093 | 7.6427 | 8.1417 | -3.1762 | -2.4757 | -1.9794 | 10.8679 | 8.2826 | 7.7075 | -1.7 | -2.5 | -3.25
CTE | 2025 | 38.6424 | 43.0512 | 49.1179 | 5.673 | 7.0381 | 9.1273 | 36.5469 | 39.1894 | 46.4628 | 1.6908 | 2.2568 | 3.1016 | 35.1531 | 41.6252 | 46.4538 | 4.0206 | 5.9067 | 7.5984 | 34.4841 | 37.1317 | 40.8991 | 1.6472 | 2.2478 | 2.7822 | 10 | 6.8 | 2.5 | -1.3836 | -1.6152 | -1.8643
CTE | 2026 | 39.0776 | 43.4864 | 49.5531 | 5.5877 | 6.9528 | 9.042 | 37.1026 | 39.745 | 47.0185 | 1.5641 | 2.1302 | 2.9749 | 35.2554 | 41.7276 | 46.5562 | 3.9473 | 5.8334 | 7.5252 | 34.5994 | 37.247 | 41.0145 | 1.5533 | 2.1539 | 2.6883 | 10 | 6.8 | 2.5 | -1.4219 | -1.6534 | -1.9025
CTE | 2027 | 39.5948 | 44.0036 | 50.0703 | 5.4429 | 6.808 | 8.8972 | 37.7449 | 40.3873 | 47.6608 | 1.3684 | 1.9345 | 2.7792 | 35.5764 | 42.0485 | 46.8771 | 3.7177 | 5.6038 | 7.2955 | 34.8803 | 37.5279 | 41.2954 | 1.3247 | 1.9253 | 2.4597 | 10 | 6.8 | 2.5 | -1.5475 | -1.7791 | -2.0282
CTE | 2028 | 40.2508 | 44.6595 | 50.7262 | 5.2867 | 6.6519 | 8.741 | 38.4771 | 41.1195 | 48.3929 | 1.1881 | 1.7542 | 2.5989 | 35.976 | 42.4481 | 47.2768 | 3.4318 | 5.3178 | 7.0096 | 35.1688 | 37.8164 | 41.5839 | 1.0898 | 1.6904 | 2.2248 | 10 | 6.8 | 2.5 | -1.703 | -1.9345 | -2.1836
CTE | 2029 | 40.8735 | 45.2822 | 51.3489 | 5.1651 | 6.5302 | 8.6194 | 39.1215 | 41.764 | 49.0374 | 1.0778 | 1.6438 | 2.4885 | 36.2871 | 42.7592 | 47.5878 | 3.2092 | 5.0953 | 6.787 | 35.3171 | 37.9647 | 41.7322 | 0.96909 | 1.5697 | 2.1041 | 10 | 6.8 | 2.5 | -1.8256 | -2.0571 | -2.3062
CTE | 2030 | 41.4356 | 45.8444 | 51.911 | 5.0898 | 6.455 | 8.5442 | 39.6933 | 42.3357 | 49.6092 | 1.0254 | 1.5914 | 2.4361 | 36.4365 | 42.9087 | 47.7373 | 3.1023 | 4.9883 | 6.6801 | 35.3243 | 37.9719 | 41.7393 | 0.96329 | 1.5639 | 2.0983 | 10 | 6.8 | 2.5 | -1.8881 | -2.1197 | -2.3688
CTE | 2031 | 41.9623 | 46.3711 | 52.4378 | 5.0319 | 6.397 | 8.4862 | 40.2611 | 42.9036 | 50.177 | 0.9761 | 1.5421 | 2.3869 | 36.4917 | 42.9638 | 47.7924 | 3.0628 | 4.9489 | 6.6406 | 35.326 | 37.9736 | 41.7411 | 0.9619 | 1.5625 | 2.0969 | 10 | 6.8 | 2.5 | -1.9138 | -2.1453 | -2.3944
CTE | 2032 | 42.5054 | 46.9142 | 52.9809 | 4.9469 | 6.312 | 8.4012 | 40.8899 | 43.5323 | 50.8058 | 0.87825 | 1.4443 | 2.289 | 36.5907 | 43.0628 | 47.8914 | 2.992 | 4.878 | 6.5698 | 35.4777 | 38.1253 | 41.8928 | 0.83837 | 1.439 | 1.9734 | 10 | 6.8 | 2.5 | -1.9537 | -2.1853 | -2.4344
CTE | 2033 | 43.4966 | 47.9054 | 53.9721 | 4.8088 | 6.1739 | 8.2631 | 41.9889 | 44.6314 | 51.9048 | 0.7207 | 1.2867 | 2.1315 | 36.83 | 43.3021 | 48.1307 | 2.8208 | 4.7068 | 6.3986 | 35.8222 | 38.4698 | 42.2373 | 0.558 | 1.1586 | 1.693 | 10 | 6.8 | 2.5 | -2.0477 | -2.2792 | -2.5284
CTE | 2034 | 44.5346 | 48.9434 | 55.0101 | 4.6279 | 5.9931 | 8.0822 | 43.1286 | 45.7711 | 53.0445 | 0.5307 | 1.0967 | 1.9415 | 37.1943 | 43.6664 | 48.495 | 2.5601 | 4.4461 | 6.1379 | 36.273 | 38.9206 | 42.6881 | 0.1911 | 0.79171 | 1.3261 | 10 | 6.8 | 2.5 | -2.1904 | -2.4219 | -2.671
CUN | 2025 | 8.3801 | 9.0631 | 9.934 | 0.83846 | 1.2904 | 1.8013 | 6.825 | 7.6506 | 8.5416 | 0.64349 | 1.035 | 1.4789 | 5.816 | 6.7041 | 7.8874 | -0.095133 | 0.21851 | 0.31103 | 6.7298 | 7.0106 | 7.3652 | 0.14548 | 0.55803 | 0.8388 | 1.6174 | 1.283 | 1.0165 | 0.95 | 0.55 | 0.17
CUN | 2026 | 8.4125 | 9.0955 | 9.9664 | 0.8781 | 1.33 | 1.8409 | 6.8379 | 7.6634 | 8.5545 | 0.64772 | 1.0393 | 1.4831 | 5.8654 | 6.7536 | 7.9368 | -0.093938 | 0.21971 | 0.31222 | 6.7021 | 6.9828 | 7.3375 | 0.14691 | 0.55945 | 0.84022 | 1.4261 | 1.0918 | 0.82522 | 0.95 | 0.55 | 0.17
CUN | 2027 | 8.4088 | 9.0917 | 9.9627 | 0.92829 | 1.3802 | 1.8911 | 6.8508 | 7.6763 | 8.5674 | 0.64143 | 1.033 | 1.4768 | 5.8234 | 6.7116 | 7.8948 | -0.094016 | 0.21963 | 0.31214 | 6.6818 | 6.9625 | 7.3172 | 0.14479 | 0.55733 | 0.83811 | 1.1773 | 0.84289 | 0.57636 | 0.95 | 0.55 | 0.17
CUN | 2028 | 8.4221 | 9.1051 | 9.976 | 0.98544 | 1.4374 | 1.9482 | 6.8904 | 7.7159 | 8.607 | 0.62997 | 1.0215 | 1.4653 | 5.7571 | 6.6452 | 7.8284 | -0.095287 | 0.21836 | 0.31087 | 6.6778 | 6.9585 | 7.3132 | 0.14094 | 0.55348 | 0.83425 | 0.93706 | 0.60269 | 0.33616 | 0.95 | 0.55 | 0.17
CUN | 2029 | 8.4462 | 9.1292 | 10.0001 | 1.0412 | 1.4931 | 2.004 | 6.93 | 7.7556 | 8.6466 | 0.62313 | 1.0147 | 1.4585 | 5.7177 | 6.6059 | 7.7891 | -0.096639 | 0.21701 | 0.30952 | 6.6761 | 6.9569 | 7.3115 | 0.13864 | 0.55118 | 0.83195 | 0.72743 | 0.39306 | 0.12652 | 0.95 | 0.55 | 0.17
CUN | 2030 | 8.4846 | 9.1675 | 10.0385 | 1.0894 | 1.5414 | 2.0522 | 6.9697 | 7.7952 | 8.6863 | 0.62508 | 1.0166 | 1.4605 | 5.7145 | 6.6027 | 7.7859 | -0.097025 | 0.21662 | 0.30913 | 6.6648 | 6.9455 | 7.3002 | 0.13929 | 0.55184 | 0.83261 | 0.53386 | 0.19949 | -0.067043 | 0.95 | 0.55 | 0.17
CUN | 2031 | 8.5264 | 9.2093 | 10.0803 | 1.1319 | 1.5838 | 2.0947 | 7.0093 | 7.8348 | 8.7259 | 0.63102 | 1.0226 | 1.4664 | 5.72 | 6.6082 | 7.7914 | -0.096444 | 0.2172 | 0.30971 | 6.6495 | 6.9303 | 7.2849 | 0.14129 | 0.55383 | 0.83461 | 0.33597 | 0.0016044 | -0.26493 | 0.95 | 0.55 | 0.17
CUN | 2032 | 8.5575 | 9.2405 | 10.1114 | 1.1758 | 1.6278 | 2.1386 | 7.0489 | 7.8745 | 8.7655 | 0.63217 | 1.0237 | 1.4675 | 5.6985 | 6.5866 | 7.7699 | -0.095869 | 0.21778 | 0.31029 | 6.6475 | 6.9282 | 7.2829 | 0.14168 | 0.55422 | 0.83499 | 0.13274 | -0.20163 | -0.46816 | 0.95 | 0.55 | 0.17
CUN | 2033 | 8.6202 | 9.3031 | 10.1741 | 1.2276 | 1.6795 | 2.1904 | 7.1377 | 7.9632 | 8.8543 | 0.62442 | 1.016 | 1.4598 | 5.6326 | 6.5208 | 7.704 | -0.096244 | 0.2174 | 0.30991 | 6.6672 | 6.9479 | 7.3026 | 0.13907 | 0.55161 | 0.83239 | -0.06522 | -0.39959 | -0.66612 | 0.95 | 0.55 | 0.17
CUN | 2034 | 8.6694 | 9.3524 | 10.2233 | 1.2867 | 1.7386 | 2.2495 | 7.2264 | 8.052 | 8.943 | 0.61128 | 1.0028 | 1.4467 | 5.5328 | 6.421 | 7.6042 | -0.097619 | 0.21603 | 0.30854 | 6.6998 | 6.9806 | 7.3352 | 0.13465 | 0.5472 | 0.82797 | -0.25288 | -0.58725 | -0.85379 | 0.95 | 0.55 | 0.17
CVE | 2025 | 53.7054 | 56.937 | 60.8278 | 8.12 | 9.8865 | 12.5174 | 49.5786 | 52.6969 | 56.7571 | 5.1747 | 7.2701 | 10.7104 | 47.3467 | 50.2534 | 52.2804 | 4.9951 | 7.9533 | 9.3156 | 37.2513 | 42.7417 | 44.5226 | 1.457 | 2.2701 | 2.6577 | 10.1439 | 3.4203 | -2.1409 | 3.7635 | 1.1773 | -0.30832
CVE | 2026 | 54.701 | 57.9326 | 61.8235 | 8.2498 | 10.0164 | 12.6472 | 50.3361 | 53.4544 | 57.5147 | 4.5087 | 6.6041 | 10.0444 | 48.1094 | 51.0162 | 53.0431 | 4.0871 | 7.0453 | 8.4076 | 37.2229 | 42.7133 | 44.4942 | 1.1128 | 1.9259 | 2.3135 | 10.2146 | 3.4909 | -2.0703 | 3.7849 | 1.1986 | -0.28699
CVE | 2027 | 55.4236 | 58.6551 | 62.546 | 8.0799 | 9.8465 | 12.4773 | 50.8942 | 54.0126 | 58.0728 | 3.6683 | 5.7637 | 9.204 | 48.3888 | 51.2956 | 53.3225 | 3.6329 | 6.5911 | 7.9534 | 37.0778 | 42.5682 | 44.3491 | 0.85022 | 1.6633 | 2.051 | 10.0689 | 3.3453 | -2.2159 | 3.7464 | 1.1601 | -0.32547
CVE | 2028 | 56.2354 | 59.4669 | 63.3578 | 7.3463 | 9.1129 | 11.7438 | 51.6707 | 54.789 | 58.8493 | 2.6535 | 4.749 | 8.1892 | 48.197 | 51.1037 | 53.1307 | 3.4695 | 6.4278 | 7.79 | 36.7831 | 42.2735 | 44.0544 | 0.51384 | 1.3269 | 1.7146 | 9.5172 | 2.7936 | -2.7676 | 3.5969 | 1.0106 | -0.47497
CVE | 2029 | 57.0143 | 60.2458 | 64.1367 | 6.3581 | 8.1247 | 10.7555 | 52.4626 | 55.5809 | 59.6411 | 1.5852 | 3.6806 | 7.1209 | 47.9467 | 50.8535 | 52.8804 | 3.2389 | 6.1972 | 7.5594 | 36.4108 | 41.9012 | 43.6821 | 0.008634 | 0.82173 | 1.2094 | 8.7173 | 1.9937 | -3.5675 | 3.38 | 0.79375 | -0.69184
CVE | 2030 | 57.9846 | 61.2161 | 65.107 | 5.5772 | 7.3437 | 9.9746 | 53.3777 | 56.496 | 60.5563 | 0.61078 | 2.7062 | 6.1465 | 48.0352 | 50.942 | 52.9689 | 2.6886 | 5.6469 | 7.0091 | 36.0736 | 41.564 | 43.3449 | -0.61645 | 0.19664 | 0.58427 | 7.9875 | 1.2639 | -4.2973 | 3.1829 | 0.59662 | -0.88897
CVE | 2031 | 59.1524 | 62.3839 | 66.2748 | 5.1298 | 6.8964 | 9.5273 | 54.413 | 57.5313 | 61.5915 | -0.16997 | 1.9255 | 5.3658 | 48.4733 | 51.3801 | 53.407 | 1.8754 | 4.8337 | 6.1959 | 35.8573 | 41.3477 | 43.1286 | -1.1959 | -0.38282 | 0.0048165 | 7.5078 | 0.78419 | -4.777 | 3.0544 | 0.4681 | -1.0175
CVE | 2032 | 60.3172 | 63.5487 | 67.4396 | 4.7355 | 6.5021 | 9.1329 | 55.4846 | 58.6029 | 62.6631 | -0.75587 | 1.3396 | 4.7798 | 48.906 | 51.8128 | 53.8397 | 1.0987 | 4.0569 | 5.4192 | 35.7764 | 41.2667 | 43.0476 | -1.5762 | -0.76309 | -0.37546 | 7.2114 | 0.48771 | -5.0735 | 2.9756 | 0.38936 | -1.0962
CVE | 2033 | 61.7793 | 65.0109 | 68.9018 | 4.0449 | 5.8115 | 8.4423 | 57.0211 | 60.1394 | 64.1997 | -1.2132 | 0.88226 | 4.3225 | 48.982 | 51.8888 | 53.9158 | 0.61498 | 3.5732 | 4.9355 | 35.7876 | 41.278 | 43.0589 | -1.7325 | -0.91937 | -0.53174 | 6.9147 | 0.19101 | -5.3702 | 2.8962 | 0.30989 | -1.1757
CVE | 2034 | 63.028 | 66.2595 | 70.1504 | 3.0104 | 4.777 | 7.4078 | 58.524 | 61.6423 | 65.7026 | -1.6247 | 0.47077 | 3.9111 | 48.6801 | 51.5869 | 53.6138 | 0.42491 | 3.3831 | 4.7454 | 35.833 | 41.3233 | 43.1042 | -1.774 | -0.96095 | -0.57331 | 6.5345 | -0.18911 | -5.7503 | 2.7933 | 0.20706 | -1.2785
D | 2025 | 20.357 | 22.2825 | 24.9595 | 0.38267 | 1.4607 | 2.2416 | 16.9832 | 19.8802 | 26.4775 | -0.048445 | 0.50884 | 0.86909 | 17.1323 | 19.8047 | 22.5462 | -0.020022 | 0.88636 | 1.5543 | 18.4549 | 19.9005 | 21.1729 | -0.79982 | -0.23212 | 0.49205 | -2.4598 | -4.8362 | -5.7156 | -0.65407 | -1.1089 | -1.4195
D | 2026 | 20.5265 | 22.4519 | 25.129 | 0.20662 | 1.2847 | 2.0656 | 17.1522 | 20.0492 | 26.6465 | -0.13132 | 0.42596 | 0.78621 | 17.1993 | 19.8718 | 22.6133 | -0.22601 | 0.68037 | 1.3483 | 18.4549 | 19.9005 | 21.1729 | -0.81854 | -0.25083 | 0.47334 | -3.7972 | -6.1737 | -7.0531 | -0.67686 | -1.1317 | -1.4423
D | 2027 | 20.6959 | 22.6214 | 25.2984 | 0.08346 | 1.1615 | 1.9424 | 17.3213 | 20.2183 | 26.8156 | -0.21555 | 0.34173 | 0.70198 | 17.2466 | 19.919 | 22.6605 | -0.32829 | 0.57809 | 1.246 | 18.4549 | 19.9005 | 21.1729 | -1.023 | -0.45526 | 0.26891 | -5.1809 | -7.5574 | -8.4368 | -0.69085 | -1.1457 | -1.4563
D | 2028 | 20.9962 | 22.9216 | 25.5987 | -0.0044189 | 1.0736 | 1.8545 | 17.6138 | 20.5108 | 27.1081 | -0.3034 | 0.25389 | 0.61413 | 17.304 | 19.9764 | 22.7179 | -0.33769 | 0.5687 | 1.2366 | 18.4549 | 19.9005 | 21.1729 | -1.3024 | -0.73466 | -0.010487 | -6.5862 | -8.9627 | -9.8421 | -0.70542 | -1.1603 | -1.4708
D | 2029 | 21.3005 | 23.226 | 25.903 | -0.1081 | 0.96994 | 1.7508 | 17.9064 | 20.8033 | 27.4006 | -0.3928 | 0.16448 | 0.52473 | 17.3805 | 20.0529 | 22.7944 | -0.35347 | 0.55291 | 1.2208 | 18.4549 | 19.9005 | 21.1729 | -1.4826 | -0.91491 | -0.19074 | -7.9928 | -10.3693 | -11.2487 | -0.72574 | -1.1806 | -1.4912
D | 2030 | 21.6014 | 23.5268 | 26.2039 | -0.26216 | 0.81588 | 1.5968 | 18.1989 | 21.0959 | 27.6932 | -0.48137 | 0.07592 | 0.43617 | 17.4644 | 20.1368 | 22.8783 | -0.46209 | 0.44429 | 1.1122 | 18.4549 | 19.9005 | 21.1729 | -1.515 | -0.94735 | -0.22317 | -9.3807 | -11.7572 | -12.6366 | -0.75043 | -1.2053 | -1.5159
D | 2031 | 21.8961 | 23.8215 | 26.4986 | -0.45409 | 0.62395 | 1.4049 | 18.4915 | 21.3884 | 27.9857 | -0.56821 | -0.01092 | 0.34933 | 17.5427 | 20.2151 | 22.9566 | -0.65554 | 0.25085 | 0.91876 | 18.4549 | 19.9005 | 21.1729 | -1.5202 | -0.95246 | -0.22829 | -10.7563 | -13.1328 | -14.0122 | -0.77554 | -1.2304 | -1.541
D | 2032 | 22.1896 | 24.115 | 26.7921 | -0.635 | 0.44304 | 1.2239 | 18.784 | 21.681 | 28.2783 | -0.65469 | -0.097404 | 0.26284 | 17.6129 | 20.2853 | 23.0268 | -0.84202 | 0.064361 | 0.73227 | 18.4549 | 19.9005 | 21.1729 | -1.6759 | -1.1082 | -0.38405 | -12.1318 | -14.5082 | -15.3876 | -0.79822 | -1.2531 | -1.5636
D | 2033 | 22.7047 | 24.6301 | 27.3072 | -0.76473 | 0.31331 | 1.0942 | 19.2933 | 22.1902 | 28.7875 | -0.74147 | -0.18418 | 0.17607 | 17.68 | 20.3525 | 23.094 | -0.93672 | -0.03033 | 0.63758 | 18.4549 | 19.9005 | 21.1729 | -2.0459 | -1.4782 | -0.75398 | -13.5217 | -15.8982 | -16.7776 | -0.81789 | -1.2727 | -1.5833
D | 2034 | 23.2256 | 25.151 | 27.8281 | -0.84441 | 0.23363 | 1.0145 | 19.8025 | 22.6995 | 29.2968 | -0.82869 | -0.2714 | 0.088847 | 17.7471 | 20.4196 | 23.1611 | -0.93669 | -0.030307 | 0.63761 | 18.4549 | 19.9005 | 21.1729 | -2.5377 | -1.97 | -1.2458 | -14.9189 | -17.2954 | -18.1748 | -0.8353 | -1.2902 | -1.6007
E | 2025 | 24.0538 | 26.4071 | 29.1065 | 5.1503 | 6.7112 | 7.9467 | 16.7851 | 20.8957 | 22.9357 | 0.71318 | 2.4376 | 3.5216 | 19.1194 | 22.1545 | 25.7362 | 2.943 | 4.0003 | 5.9334 | 18.7558 | 19.9915 | 21.1261 | 0.63887 | 1.7999 | 2.9653 | 5.3984 | 4.6573 | 4.4499 | 1.8619 | 1.1756 | 0.64105
E | 2026 | 24.1111 | 26.4644 | 29.1639 | 4.616 | 6.1769 | 7.4124 | 16.9512 | 21.0619 | 23.1019 | 0.81901 | 2.5434 | 3.6274 | 18.9808 | 22.016 | 25.5976 | 2.5883 | 3.6456 | 5.5788 | 18.7558 | 19.9915 | 21.1261 | 0.73015 | 1.8912 | 3.0566 | 4.63 | 3.889 | 3.6816 | 1.8626 | 1.1763 | 0.64174
E | 2027 | 24.1697 | 26.5231 | 29.2225 | 4.1259 | 5.6868 | 6.9223 | 17.1174 | 21.228 | 23.268 | 0.82229 | 2.5467 | 3.6307 | 18.844 | 21.8791 | 25.4608 | 2.219 | 3.2763 | 5.2095 | 18.7558 | 19.9915 | 21.1261 | 0.73297 | 1.894 | 3.0594 | 3.8423 | 3.1012 | 2.8938 | 1.863 | 1.1767 | 0.64218
E | 2028 | 24.2801 | 26.6334 | 29.3329 | 3.7208 | 5.2818 | 6.5173 | 17.3415 | 21.4522 | 23.4922 | 0.75709 | 2.4815 | 3.5655 | 18.6991 | 21.7342 | 25.3159 | 1.8221 | 2.8794 | 4.8125 | 18.7558 | 19.9915 | 21.1261 | 0.67674 | 1.8378 | 3.0031 | 3.0456 | 2.3046 | 2.0972 | 1.8629 | 1.1766 | 0.64204
E | 2029 | 24.3866 | 26.7399 | 29.4393 | 3.3077 | 4.8687 | 6.1041 | 17.5657 | 21.6764 | 23.7164 | 0.75532 | 2.4797 | 3.5637 | 18.5492 | 21.5844 | 25.166 | 1.4067 | 2.464 | 4.3971 | 18.7558 | 19.9915 | 21.1261 | 0.67522 | 1.8363 | 3.0016 | 2.2456 | 1.5046 | 1.2971 | 1.8626 | 1.1763 | 0.6418
E | 2030 | 24.4965 | 26.8498 | 29.5493 | 2.7817 | 4.3426 | 5.5781 | 17.7899 | 21.9005 | 23.9406 | 0.88501 | 2.6094 | 3.6934 | 18.4038 | 21.4389 | 25.0206 | 0.99546 | 2.0528 | 3.9859 | 18.7558 | 19.9915 | 21.1261 | 0.78707 | 1.9481 | 3.1135 | 1.4497 | 0.70866 | 0.50123 | 1.863 | 1.1767 | 0.64216
E | 2031 | 24.6094 | 26.9627 | 29.6621 | 2.1349 | 3.6959 | 4.9314 | 18.0141 | 22.1247 | 24.1648 | 1.0778 | 2.8022 | 3.8861 | 18.2621 | 21.2972 | 24.8789 | 0.59567 | 1.653 | 3.5861 | 18.7558 | 19.9915 | 21.1261 | 0.95333 | 2.1144 | 3.2797 | 0.65577 | -0.085243 | -0.29268 | 1.8641 | 1.1778 | 0.64324
E | 2032 | 24.7159 | 27.0692 | 29.7686 | 1.4667 | 3.0277 | 4.2632 | 18.2382 | 22.3489 | 24.3889 | 1.1957 | 2.9201 | 4.0041 | 18.1122 | 21.1474 | 24.729 | 0.19665 | 1.2539 | 3.1871 | 18.7558 | 19.9915 | 21.1261 | 1.0551 | 2.2161 | 3.3815 | -0.13723 | -0.87824 | -1.0857 | 1.8652 | 1.1789 | 0.64436
E | 2033 | 24.9861 | 27.3394 | 30.0388 | 0.87907 | 2.44 | 3.6755 | 18.6416 | 22.7523 | 24.7923 | 1.1711 | 2.8955 | 3.9795 | 17.9427 | 20.9779 | 24.5595 | -0.21775 | 0.83955 | 2.7727 | 18.7558 | 19.9915 | 21.1261 | 1.0338 | 2.1949 | 3.3602 | -0.93244 | -1.6734 | -1.8809 | 1.8656 | 1.1793 | 0.64475
E | 2034 | 25.243 | 27.5964 | 30.2958 | 0.38866 | 1.9496 | 3.1851 | 19.045 | 23.1556 | 25.1957 | 1.0598 | 2.7842 | 3.8682 | 17.7563 | 20.7915 | 24.3731 | -0.64724 | 0.41005 | 2.3432 | 18.7558 | 19.9915 | 21.1261 | 0.93786 | 2.0989 | 3.2643 | -1.7259 | -2.4669 | -2.6743 | 1.8652 | 1.1789 | 0.64436
EDG | 2025 | 11.303 | 13.9434 | 19.5715 | 4.2519 | 6.3065 | 9.385 | 12.7248 | 15.1169 | 19.8921 | 3.1045 | 4.1287 | 6.9024 | 4.9661 | 7.0255 | 11.0289 | 3.4115 | 5.4631 | 9.1381 | 5.0622 | 6.4288 | 7.7753 | 1.4243 | 2.6018 | 3.4619 | 3.6 | 2.25 | 1 | -0.5 | -0.7 | -0.87
EDG | 2026 | 11.4055 | 14.0459 | 19.6739 | 4.3476 | 6.4022 | 9.4807 | 12.7248 | 15.1169 | 19.8921 | 3.1333 | 4.1576 | 6.9313 | 4.9923 | 7.0517 | 11.0552 | 3.4115 | 5.4631 | 9.1381 | 5.0622 | 6.4288 | 7.7753 | 1.4243 | 2.6018 | 3.4619 | 3.6 | 2.25 | 1 | -0.5 | -0.7 | -0.87
EDG | 2027 | 11.4047 | 14.0451 | 19.6732 | 4.3469 | 6.4015 | 9.48 | 12.7248 | 15.1169 | 19.8921 | 3.1077 | 4.1319 | 6.9057 | 4.9913 | 7.0506 | 11.0541 | 3.4115 | 5.4631 | 9.1381 | 5.0622 | 6.4288 | 7.7753 | 1.4243 | 2.6018 | 3.4619 | 3.6 | 2.25 | 1 | -0.5 | -0.7 | -0.87
EDG | 2028 | 11.3235 | 13.9639 | 19.592 | 4.2711 | 6.3257 | 9.4042 | 12.7248 | 15.1169 | 19.8921 | 3.0616 | 4.0858 | 6.8595 | 4.9708 | 7.0302 | 11.0336 | 3.4115 | 5.4631 | 9.1381 | 5.0622 | 6.4288 | 7.7753 | 1.4243 | 2.6018 | 3.4619 | 3.6 | 2.25 | 1 | -0.5 | -0.7 | -0.87
EDG | 2029 | 11.249 | 13.8894 | 19.5175 | 4.2015 | 6.2561 | 9.3346 | 12.7248 | 15.1169 | 19.8921 | 3.0429 | 4.0671 | 6.8408 | 4.9531 | 7.0124 | 11.0159 | 3.4115 | 5.4631 | 9.1381 | 5.0622 | 6.4288 | 7.7753 | 1.4243 | 2.6018 | 3.4619 | 3.6 | 2.25 | 1 | -0.5 | -0.7 | -0.87
EDG | 2030 | 11.2515 | 13.8919 | 19.52 | 4.2038 | 6.2584 | 9.3369 | 12.7248 | 15.1169 | 19.8921 | 3.0672 | 4.0915 | 6.8652 | 4.9546 | 7.0139 | 11.0174 | 3.4115 | 5.4631 | 9.1381 | 5.0622 | 6.4288 | 7.7753 | 1.4243 | 2.6018 | 3.4619 | 3.6 | 2.25 | 1 | -0.5 | -0.7 | -0.87
EDG | 2031 | 11.3218 | 13.9621 | 19.5902 | 4.2694 | 6.324 | 9.4025 | 12.7248 | 15.1169 | 19.8921 | 3.1076 | 4.1319 | 6.9056 | 4.9722 | 7.0316 | 11.035 | 3.4115 | 5.4631 | 9.1381 | 5.0622 | 6.4288 | 7.7753 | 1.4243 | 2.6018 | 3.4619 | 3.6 | 2.25 | 1 | -0.5 | -0.7 | -0.87
EDG | 2032 | 11.385 | 14.0253 | 19.6534 | 4.3284 | 6.3831 | 9.4615 | 12.7248 | 15.1169 | 19.8921 | 3.121 | 4.1453 | 6.919 | 4.9874 | 7.0467 | 11.0502 | 3.4115 | 5.4631 | 9.1381 | 5.0622 | 6.4288 | 7.7753 | 1.4243 | 2.6018 | 3.4619 | 3.6 | 2.25 | 1 | -0.5 | -0.7 | -0.87
EDG | 2033 | 11.3737 | 14.0141 | 19.6422 | 4.3179 | 6.3726 | 9.451 | 12.7248 | 15.1169 | 19.8921 | 3.089 | 4.1132 | 6.8869 | 4.9839 | 7.0433 | 11.0467 | 3.4115 | 5.4631 | 9.1381 | 5.0622 | 6.4288 | 7.7753 | 1.4243 | 2.6018 | 3.4619 | 3.6 | 2.25 | 1 | -0.5 | -0.7 | -0.87
EDG | 2034 | 11.2873 | 13.9276 | 19.5557 | 4.2372 | 6.2918 | 9.3703 | 12.7248 | 15.1169 | 19.8921 | 3.0298 | 4.054 | 6.8278 | 4.962 | 7.0213 | 11.0248 | 3.4115 | 5.4631 | 9.1381 | 5.0622 | 6.4288 | 7.7753 | 1.4243 | 2.6018 | 3.4619 | 3.6 | 2.25 | 1 | -0.5 | -0.7 | -0.87
EMO | 2025 | 8.2707 | 8.4917 | 8.6726 | 3.3817 | 3.5826 | 3.7569 | 8.201 | 8.4321 | 8.5649 | 2.5804 | 3.3304 | 3.8345 | 6.4432 | 7.496 | 7.8987 | 1.2821 | 1.9779 | 2.7045 | 6.7632 | 7.3795 | 7.8718 | 1.8085 | 2.3487 | 2.7072 | 7.7 | 7.3 | 0.9 | 3 | 1.7 | 0.2
EMO | 2026 | 8.2707 | 8.4917 | 8.6726 | 3.3817 | 3.5826 | 3.7569 | 8.201 | 8.4321 | 8.5649 | 2.5804 | 3.3304 | 3.8345 | 6.4201 | 7.4728 | 7.8756 | 1.2821 | 1.9779 | 2.7045 | 6.7632 | 7.3795 | 7.8718 | 1.8085 | 2.3487 | 2.7072 | 7.7 | 7.3 | 0.9 | 3 | 1.7 | 0.2
EMO | 2027 | 8.2707 | 8.4917 | 8.6726 | 3.3817 | 3.5826 | 3.7569 | 8.201 | 8.4321 | 8.5649 | 2.5804 | 3.3304 | 3.8345 | 6.4086 | 7.4613 | 7.8641 | 1.2821 | 1.9779 | 2.7045 | 6.7632 | 7.3795 | 7.8718 | 1.8085 | 2.3487 | 2.7072 | 7.7 | 7.3 | 0.9 | 3 | 1.7 | 0.2
EMO | 2028 | 8.2707 | 8.4917 | 8.6726 | 3.3817 | 3.5826 | 3.7569 | 8.201 | 8.4321 | 8.5649 | 2.5804 | 3.3304 | 3.8345 | 6.4162 | 7.469 | 7.8717 | 1.2821 | 1.9779 | 2.7045 | 6.7632 | 7.3795 | 7.8718 | 1.8085 | 2.3487 | 2.7072 | 7.7 | 7.3 | 0.9 | 3 | 1.7 | 0.2
EMO | 2029 | 8.2707 | 8.4917 | 8.6726 | 3.3817 | 3.5826 | 3.7569 | 8.201 | 8.4321 | 8.5649 | 2.5804 | 3.3304 | 3.8345 | 6.4319 | 7.4847 | 7.8874 | 1.2821 | 1.9779 | 2.7045 | 6.7632 | 7.3795 | 7.8718 | 1.8085 | 2.3487 | 2.7072 | 7.7 | 7.3 | 0.9 | 3 | 1.7 | 0.2
EMO | 2030 | 8.2707 | 8.4917 | 8.6726 | 3.3817 | 3.5826 | 3.7569 | 8.201 | 8.4321 | 8.5649 | 2.5804 | 3.3304 | 3.8345 | 6.4371 | 7.4898 | 7.8926 | 1.2821 | 1.9779 | 2.7045 | 6.7632 | 7.3795 | 7.8718 | 1.8085 | 2.3487 | 2.7072 | 7.7 | 7.3 | 0.9 | 3 | 1.7 | 0.2
EMO | 2031 | 8.2707 | 8.4917 | 8.6726 | 3.3817 | 3.5826 | 3.7569 | 8.201 | 8.4321 | 8.5649 | 2.5804 | 3.3304 | 3.8345 | 6.4266 | 7.4794 | 7.8821 | 1.2821 | 1.9779 | 2.7045 | 6.7632 | 7.3795 | 7.8718 | 1.8085 | 2.3487 | 2.7072 | 7.7 | 7.3 | 0.9 | 3 | 1.7 | 0.2
EMO | 2032 | 8.2707 | 8.4917 | 8.6726 | 3.3817 | 3.5826 | 3.7569 | 8.201 | 8.4321 | 8.5649 | 2.5804 | 3.3304 | 3.8345 | 6.4132 | 7.4659 | 7.8687 | 1.2821 | 1.9779 | 2.7045 | 6.7632 | 7.3795 | 7.8718 | 1.8085 | 2.3487 | 2.7072 | 7.7 | 7.3 | 0.9 | 3 | 1.7 | 0.2
EMO | 2033 | 8.2707 | 8.4917 | 8.6726 | 3.3817 | 3.5826 | 3.7569 | 8.201 | 8.4321 | 8.5649 | 2.5804 | 3.3304 | 3.8345 | 6.4123 | 7.4651 | 7.8678 | 1.2821 | 1.9779 | 2.7045 | 6.7632 | 7.3795 | 7.8718 | 1.8085 | 2.3487 | 2.7072 | 7.7 | 7.3 | 0.9 | 3 | 1.7 | 0.2
EMO | 2034 | 8.2707 | 8.4917 | 8.6726 | 3.3817 | 3.5826 | 3.7569 | 8.201 | 8.4321 | 8.5649 | 2.5804 | 3.3304 | 3.8345 | 6.4263 | 7.4791 | 7.8818 | 1.2821 | 1.9779 | 2.7045 | 6.7632 | 7.3795 | 7.8718 | 1.8085 | 2.3487 | 2.7072 | 7.7 | 7.3 | 0.9 | 3 | 1.7 | 0.2
ENB | 2025 | 8.2006 | 9.534 | 14.229 | 2.2958 | 3.9565 | 6.0144 | 6.9029 | 8.3195 | 9.1955 | 2.9139 | 3.8756 | 6.2433 | 5.3583 | 6.7539 | 7.2394 | -2.0626 | 1.8029 | 3.7122 | 4.6191 | 4.8136 | 5.8311 | 0.64597 | 2.5501 | 3.9362 | 1.9241 | -2.7242 | -3.5699 | 2 | 0 | -2.7
ENB | 2026 | 8.3414 | 9.6747 | 14.3698 | 2.3119 | 3.9726 | 6.0305 | 7.0195 | 8.436 | 9.3121 | 3.1096 | 4.0713 | 6.439 | 5.4114 | 6.807 | 7.2924 | -2.072 | 1.7934 | 3.7027 | 4.6191 | 4.8136 | 5.8311 | 0.69648 | 2.6006 | 3.9867 | 1.9259 | -2.7223 | -3.568 | 2 | 0 | -2.7
ENB | 2027 | 8.5336 | 9.867 | 14.562 | 2.2113 | 3.872 | 5.9298 | 7.1716 | 8.5882 | 9.4642 | 3.3313 | 4.293 | 6.6607 | 5.5456 | 6.9412 | 7.4267 | -2.0972 | 1.7683 | 3.6776 | 4.6191 | 4.8136 | 5.8311 | 0.76297 | 2.6671 | 4.0532 | 1.9265 | -2.7218 | -3.5674 | 2 | 0 | -2.7
ENB | 2028 | 8.7967 | 10.1301 | 14.8251 | 1.9904 | 3.6511 | 5.7089 | 7.3691 | 8.7856 | 9.6617 | 3.5583 | 4.52 | 6.8877 | 5.759 | 7.1546 | 7.64 | -2.1315 | 1.734 | 3.6433 | 4.6191 | 4.8136 | 5.8311 | 0.83734 | 2.7414 | 4.1276 | 1.9259 | -2.7223 | -3.568 | 2 | 0 | -2.7
ENB | 2029 | 9.0645 | 10.3979 | 15.0929 | 1.7378 | 3.3985 | 5.4564 | 7.554 | 8.9706 | 9.8466 | 3.7663 | 4.7279 | 7.0956 | 5.9902 | 7.3858 | 7.8713 | -2.1707 | 1.6947 | 3.604 | 4.6191 | 4.8136 | 5.8311 | 0.90609 | 2.8102 | 4.1963 | 1.9253 | -2.723 | -3.5686 | 2 | 0 | -2.7
ENB | 2030 | 9.3014 | 10.6348 | 15.3298 | 1.5479 | 3.2085 | 5.2664 | 7.7143 | 9.1309 | 10.0069 | 3.9505 | 4.9122 | 7.2799 | 6.1765 | 7.5721 | 8.0576 | -2.2142 | 1.6513 | 3.5605 | 4.6191 | 4.8136 | 5.8311 | 0.96377 | 2.8679 | 4.254 | 1.9255 | -2.7228 | -3.5684 | 2 | 0 | -2.7
ENB | 2031 | 9.5075 | 10.8409 | 15.5359 | 1.433 | 3.0937 | 5.1516 | 7.8626 | 9.2791 | 10.1552 | 4.1252 | 5.0869 | 7.4546 | 6.3116 | 7.7072 | 8.1926 | -2.2622 | 1.6033 | 3.5126 | 4.6191 | 4.8136 | 5.8311 | 1.016 | 2.9201 | 4.3063 | 1.9265 | -2.7217 | -3.5674 | 2 | 0 | -2.7
ENB | 2032 | 9.7122 | 11.0456 | 15.7406 | 1.3258 | 2.9865 | 5.0444 | 8.0228 | 9.4394 | 10.3155 | 4.3103 | 5.272 | 7.6397 | 6.4422 | 7.8378 | 8.3233 | -2.3112 | 1.5542 | 3.4635 | 4.6191 | 4.8136 | 5.8311 | 1.0737 | 2.9778 | 4.3639 | 1.9276 | -2.7206 | -3.5663 | 2 | 0 | -2.7
ENB | 2033 | 9.9846 | 11.318 | 16.013 | 1.1533 | 2.814 | 4.8719 | 8.2455 | 9.6621 | 10.5382 | 4.5121 | 5.4738 | 7.8415 | 6.6178 | 8.0134 | 8.4989 | -2.3543 | 1.5111 | 3.4204 | 4.6191 | 4.8136 | 5.8311 | 1.1416 | 3.0457 | 4.4318 | 1.9279 | -2.7204 | -3.5661 | 2 | 0 | -2.7
ENB | 2034 | 10.2858 | 11.6192 | 16.3142 | 0.90956 | 2.5702 | 4.6281 | 8.4823 | 9.8989 | 10.7749 | 4.7234 | 5.6851 | 8.0528 | 6.8419 | 8.2375 | 8.7229 | -2.3876 | 1.4779 | 3.3871 | 4.6191 | 4.8136 | 5.8311 | 1.2157 | 3.1198 | 4.5059 | 1.9274 | -2.7209 | -3.5665 | 2 | 0 | -2.7
F | 2025 | 0 | 0 | 0 | 0 | 0 | 0 | 0 | 0 | 0 | 0 | 0 | 0 | 0 | 0 | 0 | 0 | 0 | 0 | 0 | 0 | 0 | 0 | 0 | 0 | 0 | 0 | 0 | 0 | 0 | 0
F | 2026 | 0 | 0 | 0 | 0 | 0 | 0 | 0 | 0 | 0 | 0 | 0 | 0 | 0 | 0 | 0 | 0 | 0 | 0 | 0 | 0 | 0 | 0 | 0 | 0 | 0 | 0 | 0 | 0 | 0 | 0
F | 2027 | 0 | 0 | 0 | 0 | 0 | 0 | 0 | 0 | 0 | 0 | 0 | 0 | 0 | 0 | 0 | 0 | 0 | 0 | 0 | 0 | 0 | 0 | 0 | 0 | 0 | 0 | 0 | 0 | 0 | 0
F | 2028 | 0 | 0 | 0 | 0 | 0 | 0 | 0 | 0 | 0 | 0 | 0 | 0 | 0 | 0 | 0 | 0 | 0 | 0 | 0 | 0 | 0 | 0 | 0 | 0 | 0 | 0 | 0 | 0 | 0 | 0
F | 2029 | 0 | 0 | 0 | 0 | 0 | 0 | 0 | 0 | 0 | 0 | 0 | 0 | 0 | 0 | 0 | 0 | 0 | 0 | 0 | 0 | 0 | 0 | 0 | 0 | 0 | 0 | 0 | 0 | 0 | 0
F | 2030 | 0 | 0 | 0 | 0 | 0 | 0 | 0 | 0 | 0 | 0 | 0 | 0 | 0 | 0 | 0 | 0 | 0 | 0 | 0 | 0 | 0 | 0 | 0 | 0 | 0 | 0 | 0 | 0 | 0 | 0
F | 2031 | 0 | 0 | 0 | 0 | 0 | 0 | 0 | 0 | 0 | 0 | 0 | 0 | 0 | 0 | 0 | 0 | 0 | 0 | 0 | 0 | 0 | 0 | 0 | 0 | 0 | 0 | 0 | 0 | 0 | 0
F | 2032 | 0 | 0 | 0 | 0 | 0 | 0 | 0 | 0 | 0 | 0 | 0 | 0 | 0 | 0 | 0 | 0 | 0 | 0 | 0 | 0 | 0 | 0 | 0 | 0 | 0 | 0 | 0 | 0 | 0 | 0
F | 2033 | 0 | 0 | 0 | 0 | 0 | 0 | 0 | 0 | 0 | 0 | 0 | 0 | 0 | 0 | 0 | 0 | 0 | 0 | 0 | 0 | 0 | 0 | 0 | 0 | 0 | 0 | 0 | 0 | 0 | 0
F | 2034 | 0 | 0 | 0 | 0 | 0 | 0 | 0 | 0 | 0 | 0 | 0 | 0 | 0 | 0 | 0 | 0 | 0 | 0 | 0 | 0 | 0 | 0 | 0 | 0 | 0 | 0 | 0 | 0 | 0 | 0
FFD | 2025 | 25.4131 | 30.6596 | 39.4373 | 5.8531 | 6.8811 | 7.8338 | 21.3442 | 25.4373 | 28.8881 | 3.1654 | 4.3784 | 7.184 | 26.7106 | 29.7855 | 32.625 | 3.2925 | 3.8822 | 4.5585 | 20.0842 | 24.3252 | 25.5554 | 1.1916 | 2.1154 | 2.8611 | 3.71 | -0.43758 | -3.7292 | 1.5495 | 0.6108 | 0.27102
FFD | 2026 | 25.5463 | 30.7929 | 39.5705 | 5.8559 | 6.8839 | 7.8366 | 21.4877 | 25.5808 | 29.0315 | 3.2207 | 4.4337 | 7.2393 | 25.6749 | 28.7498 | 31.5893 | 3.3167 | 3.9063 | 4.5827 | 19.7793 | 24.0202 | 25.2504 | 1.2949 | 2.2187 | 2.9644 | 2.4665 | -1.6812 | -4.9728 | 1.5052 | 0.56644 | 0.22666
FFD | 2027 | 25.6836 | 30.9301 | 39.7078 | 5.8576 | 6.8856 | 7.8383 | 21.6311 | 25.7243 | 29.175 | 3.2465 | 4.4595 | 7.2651 | 25.4419 | 28.5168 | 31.3562 | 3.3221 | 3.9118 | 4.5881 | 19.7999 | 24.0408 | 25.271 | 1.5121 | 2.4359 | 3.1816 | 1.0816 | -3.066 | -6.3577 | 1.4908 | 0.55202 | 0.21224
FFD | 2028 | 26.0174 | 31.2639 | 40.0416 | 5.8556 | 6.8835 | 7.8363 | 21.9574 | 26.0506 | 29.5013 | 3.2272 | 4.4403 | 7.2458 | 26.2065 | 29.2814 | 32.1208 | 3.3043 | 3.8939 | 4.5703 | 20.0604 | 24.3013 | 25.5316 | 1.7197 | 2.6435 | 3.3892 | -0.48939 | -4.637 | -7.9286 | 1.5147 | 0.57597 | 0.23619
FFD | 2029 | 26.3636 | 31.6101 | 40.3878 | 5.8501 | 6.8781 | 7.8308 | 22.2838 | 26.3769 | 29.8276 | 3.1859 | 4.3989 | 7.2045 | 27.1636 | 30.2385 | 33.078 | 3.2819 | 3.8716 | 4.5479 | 20.2669 | 24.5079 | 25.7381 | 1.7954 | 2.7192 | 3.4649 | -2.112 | -6.2596 | -9.5512 | 1.55 | 0.61123 | 0.27145
FFD | 2030 | 26.7145 | 31.961 | 40.7387 | 5.8434 | 6.8714 | 7.8241 | 22.6101 | 26.7032 | 30.1539 | 3.149 | 4.362 | 7.1675 | 27.4291 | 30.504 | 33.3435 | 3.2757 | 3.8654 | 4.5417 | 20.2443 | 24.4853 | 25.7155 | 1.709 | 2.6328 | 3.3785 | -3.6004 | -7.748 | -11.0397 | 1.563 | 0.62427 | 0.28449
FFD | 2031 | 27.0626 | 32.3091 | 41.0868 | 5.8374 | 6.8654 | 7.8181 | 22.9364 | 27.0296 | 30.4803 | 3.1226 | 4.3356 | 7.1411 | 26.9151 | 29.99 | 32.8295 | 3.2877 | 3.8774 | 4.5537 | 20.0788 | 24.3197 | 25.55 | 1.5319 | 2.4557 | 3.2014 | -4.9161 | -9.0637 | -12.3553 | 1.5467 | 0.60796 | 0.26818
FFD | 2032 | 27.4036 | 32.6501 | 41.4278 | 5.8334 | 6.8614 | 7.8141 | 23.2627 | 27.3559 | 30.8066 | 3.0948 | 4.3078 | 7.1134 | 26.3411 | 29.416 | 32.2555 | 3.3011 | 3.8908 | 4.5671 | 20.0057 | 24.2466 | 25.4769 | 1.3797 | 2.3035 | 3.0492 | -6.1869 | -10.3345 | -13.6262 | 1.5254 | 0.58669 | 0.24691
FFD | 2033 | 27.9236 | 33.1701 | 41.9478 | 5.8315 | 6.8594 | 7.8122 | 23.7757 | 27.8689 | 31.3196 | 3.0568 | 4.2699 | 7.0754 | 26.4652 | 29.5401 | 32.3796 | 3.2982 | 3.8879 | 4.5642 | 20.1571 | 24.3981 | 25.6283 | 1.321 | 2.2448 | 2.9906 | -7.5826 | -11.7302 | -15.0218 | 1.5291 | 0.59039 | 0.25062
FFD | 2034 | 28.4382 | 33.6847 | 42.4624 | 5.831 | 6.859 | 7.8118 | 24.2887 | 28.3819 | 31.8326 | 3.0124 | 4.2254 | 7.031 | 27.3629 | 30.4378 | 33.2772 | 3.2773 | 3.8669 | 4.5433 | 20.4534 | 24.6943 | 25.9246 | 1.3299 | 2.2537 | 2.9994 | -9.1255 | -13.2732 | -16.5648 | 1.5615 | 0.62274 | 0.28296
G | 2025 | 63.5731 | 67.0997 | 70.3932 | 2.7925 | 5.4539 | 8.3698 | 47.1833 | 49.8112 | 54.0101 | -1.0578 | 0.32445 | 0.93716 | 50.1561 | 59.1104 | 65.3535 | 1.163 | 3.8477 | 4.8203 | 42.8614 | 46.0126 | 50.4578 | -2.1439 | -0.73166 | -0.17903 | -15.9039 | -17.0411 | -18.4837 | -1.4 | -2 | -3
G | 2026 | 64.9271 | 68.4537 | 71.7472 | 2.2431 | 4.9045 | 7.8204 | 47.7548 | 50.3827 | 54.5816 | -1.1081 | 0.27418 | 0.8869 | 51.0056 | 59.9599 | 66.203 | -0.10906 | 2.5756 | 3.5482 | 42.7419 | 45.8931 | 50.3383 | -2.2744 | -0.86213 | -0.30949 | -20.1623 | -21.2995 | -22.7421 | -1.4 | -2 | -3
G | 2027 | 66.0348 | 69.5613 | 72.8548 | 1.6185 | 4.28 | 7.1959 | 48.4271 | 51.055 | 55.2539 | -1.1527 | 0.22956 | 0.84227 | 51.547 | 60.5012 | 66.7444 | -0.91966 | 1.765 | 2.7376 | 42.6724 | 45.8236 | 50.2688 | -2.3431 | -0.9308 | -0.37816 | -24.8059 | -25.9431 | -27.3857 | -1.4 | -2 | -3
G | 2028 | 67.4709 | 70.9975 | 74.2909 | 0.92823 | 3.5897 | 6.5056 | 49.668 | 52.2959 | 56.4948 | -1.1968 | 0.18546 | 0.79817 | 51.7764 | 60.7307 | 66.9738 | -1.2632 | 1.4214 | 2.394 | 42.6016 | 45.7528 | 50.198 | -2.3759 | -0.96357 | -0.41093 | -29.6229 | -30.7601 | -32.2027 | -1.4 | -2 | -3
G | 2029 | 68.8999 | 72.4265 | 75.72 | 0.21103 | 2.8725 | 5.7884 | 50.8063 | 53.4342 | 57.6331 | -1.246 | 0.13631 | 0.74903 | 51.9905 | 60.9447 | 67.1878 | -1.5837 | 1.1009 | 2.0735 | 42.4798 | 45.631 | 50.0762 | -2.4314 | -1.0192 | -0.46652 | -34.3894 | -35.5266 | -36.9692 | -1.4 | -2 | -3
G | 2030 | 70.542 | 74.0686 | 77.3621 | -0.48824 | 2.1732 | 5.0891 | 51.8896 | 54.5175 | 58.7164 | -1.2987 | 0.083529 | 0.69624 | 52.4719 | 61.4261 | 67.6693 | -2.3046 | 0.38005 | 1.3526 | 42.3308 | 45.482 | 49.9272 | -2.539 | -1.1267 | -0.57407 | -38.9571 | -40.0943 | -41.5369 | -1.4 | -2 | -3
G | 2031 | 72.3811 | 75.9077 | 79.2012 | -1.1597 | 1.5018 | 4.4177 | 53.107 | 55.7349 | 59.9338 | -1.346 | 0.036252 | 0.64897 | 53.2205 | 62.1747 | 68.4179 | -3.4256 | -0.74091 | 0.23168 | 42.2483 | 45.3995 | 49.8447 | -2.6728 | -1.2605 | -0.70791 | -43.3868 | -44.524 | -45.9666 | -1.4 | -2 | -3
G | 2032 | 74.1815 | 77.7081 | 81.0016 | -1.8223 | 0.83916 | 3.7551 | 54.6397 | 57.2677 | 61.4666 | -1.3785 | 0.0038055 | 0.61652 | 53.9655 | 62.9197 | 69.1629 | -4.5411 | -1.8565 | -0.88387 | 42.3223 | 45.4735 | 49.9187 | -2.7805 | -1.3682 | -0.81558 | -47.8373 | -48.9746 | -50.4171 | -1.4 | -2 | -3
G | 2033 | 76.4429 | 79.9695 | 83.263 | -2.5029 | 0.15854 | 3.0744 | 57.219 | 59.847 | 64.0458 | -1.3947 | -0.012477 | 0.60024 | 54.4435 | 63.3977 | 69.6409 | -5.2569 | -2.5722 | -1.5996 | 42.5588 | 45.71 | 50.1551 | -2.8353 | -1.423 | -0.87034 | -52.458 | -53.5952 | -55.0378 | -1.4 | -2 | -3
G | 2034 | 78.4445 | 81.9711 | 85.2646 | -3.2034 | -0.54196 | 2.3739 | 59.9653 | 62.5932 | 66.7921 | -1.4027 | -0.020456 | 0.59226 | 54.6365 | 63.5908 | 69.8339 | -5.546 | -2.8613 | -1.8887 | 42.8781 | 46.0293 | 50.4745 | -2.8575 | -1.4452 | -0.89261 | -57.2199 | -58.3571 | -59.7997 | -1.4 | -2 | -3
GGV | 2025 | 24.2854 | 24.9437 | 25.6445 | 6.07 | 8.9139 | 10.0392 | 23.8407 | 25.2333 | 28.1997 | 4.2156 | 6.6952 | 9.0984 | 22.1228 | 22.9997 | 23.9214 | 0.086465 | 2.6992 | 5.4979 | 14.8385 | 16.3163 | 17.8509 | -2.2202 | 0.30363 | 2.6818 | 22.234 | 20.6158 | 17.499 | 4 | -0.85 | -5
GGV | 2026 | 24.8198 | 25.478 | 26.1788 | 6.2845 | 9.1284 | 10.2538 | 24.3905 | 25.783 | 28.7495 | 4.2156 | 6.6952 | 9.0984 | 22.9495 | 23.8264 | 24.7481 | 0.21663 | 2.8293 | 5.6281 | 14.8615 | 16.3392 | 17.8739 | -2.2202 | 0.30363 | 2.6818 | 22.9492 | 21.331 | 18.2142 | 4 | -0.85 | -5
GGV | 2027 | 25.0835 | 25.7417 | 26.4426 | 6.3904 | 9.2343 | 10.3597 | 24.5304 | 25.9229 | 28.8894 | 4.2156 | 6.6952 | 9.0984 | 23.3576 | 24.2345 | 25.1562 | 0.28088 | 2.8936 | 5.6923 | 14.8673 | 16.3451 | 17.8797 | -2.2202 | 0.30363 | 2.6818 | 23.2847 | 21.6664 | 18.5497 | 4 | -0.85 | -5
GGV | 2028 | 25.1668 | 25.8251 | 26.5259 | 6.4239 | 9.2678 | 10.3932 | 24.4898 | 25.8823 | 28.8488 | 4.2156 | 6.6952 | 9.0984 | 23.4865 | 24.3634 | 25.2851 | 0.30118 | 2.9139 | 5.7127 | 14.8656 | 16.3434 | 17.878 | -2.2202 | 0.30363 | 2.6818 | 23.3491 | 21.7309 | 18.6141 | 4 | -0.85 | -5
GGV | 2029 | 25.2477 | 25.9059 | 26.6067 | 6.4564 | 9.3003 | 10.4256 | 24.5916 | 25.9841 | 28.9506 | 4.2156 | 6.6952 | 9.0984 | 23.6116 | 24.4885 | 25.4102 | 0.32087 | 2.9336 | 5.7323 | 14.8699 | 16.3476 | 17.8822 | -2.2202 | 0.30363 | 2.6818 | 23.3947 | 21.7765 | 18.6597 | 4 | -0.85 | -5
GGV | 2030 | 25.4542 | 26.1124 | 26.8132 | 6.5393 | 9.3832 | 10.5085 | 24.9583 | 26.3509 | 29.3173 | 4.2156 | 6.6952 | 9.0984 | 23.9311 | 24.808 | 25.7296 | 0.37117 | 2.9839 | 5.7826 | 14.8851 | 16.3629 | 17.8975 | -2.2202 | 0.30363 | 2.6818 | 23.6278 | 22.0096 | 18.8928 | 4 | -0.85 | -5
GGV | 2031 | 25.7738 | 26.432 | 27.1328 | 6.6676 | 9.5115 | 10.6369 | 25.4345 | 26.8271 | 29.7935 | 4.2156 | 6.6952 | 9.0984 | 24.4256 | 25.3025 | 26.2241 | 0.44903 | 3.0617 | 5.8605 | 14.905 | 16.3828 | 17.9174 | -2.2202 | 0.30363 | 2.6818 | 24.0499 | 22.4316 | 19.3148 | 4 | -0.85 | -5
GGV | 2032 | 26.0826 | 26.7408 | 27.4417 | 6.7917 | 9.6356 | 10.7609 | 25.7533 | 27.1459 | 30.1123 | 4.2156 | 6.6952 | 9.0984 | 24.9034 | 25.7803 | 26.702 | 0.52427 | 3.137 | 5.9357 | 14.9183 | 16.3961 | 17.9307 | -2.2202 | 0.30363 | 2.6818 | 24.4697 | 22.8515 | 19.7347 | 4 | -0.85 | -5
GGV | 2033 | 26.2697 | 26.928 | 27.6288 | 6.8668 | 9.7107 | 10.836 | 25.7943 | 27.1869 | 30.1533 | 4.2156 | 6.6952 | 9.0984 | 25.193 | 26.0698 | 26.9915 | 0.56985 | 3.1825 | 5.9813 | 14.92 | 16.3978 | 17.9324 | -2.2202 | 0.30363 | 2.6818 | 24.6907 | 23.0725 | 19.9557 | 4 | -0.85 | -5
GGV | 2034 | 26.3322 | 26.9905 | 27.6913 | 6.8919 | 9.7358 | 10.8611 | 25.6696 | 27.0622 | 30.0286 | 4.2156 | 6.6952 | 9.0984 | 25.2896 | 26.1665 | 27.0882 | 0.58508 | 3.1978 | 5.9965 | 14.9148 | 16.3926 | 17.9272 | -2.2202 | 0.30363 | 2.6818 | 24.7044 | 23.0862 | 19.9694 | 4 | -0.85 | -5
GNI | 2025 | 11.9848 | 13.517 | 16.5883 | 1.1107 | 1.707 | 2.5858 | 11.4727 | 12.6688 | 16.3466 | 0.65055 | 1.0463 | 1.9054 | 4.5876 | 7.183 | 9.0408 | -0.22439 | 0.61427 | 0.92026 | 4.5212 | 6.0933 | 7.2426 | -0.71876 | -0.46958 | -0.29565 | 2.801 | 2.1938 | 2.0195 | -0.4 | -0.7 | -0.85
GNI | 2026 | 12.1868 | 13.719 | 16.7903 | 1.0948 | 1.691 | 2.5698 | 11.5394 | 12.7355 | 16.4133 | 0.65055 | 1.0463 | 1.9054 | 4.5876 | 7.183 | 9.0408 | -0.22439 | 0.61427 | 0.92026 | 4.5418 | 6.1139 | 7.2632 | -0.71876 | -0.46958 | -0.29565 | 2.8256 | 2.2183 | 2.0441 | -0.4 | -0.7 | -0.85
GNI | 2027 | 12.2045 | 13.7367 | 16.808 | 1.0934 | 1.6896 | 2.5684 | 11.4705 | 12.6665 | 16.3444 | 0.65055 | 1.0463 | 1.9054 | 4.5876 | 7.183 | 9.0408 | -0.22439 | 0.61427 | 0.92026 | 4.5319 | 6.104 | 7.2533 | -0.71876 | -0.46958 | -0.29565 | 2.8279 | 2.2206 | 2.0464 | -0.4 | -0.7 | -0.85
GNI | 2028 | 12.0877 | 13.6199 | 16.6912 | 1.1026 | 1.6988 | 2.5776 | 11.3641 | 12.5602 | 16.238 | 0.65055 | 1.0463 | 1.9054 | 4.5876 | 7.183 | 9.0408 | -0.22439 | 0.61427 | 0.92026 | 4.5124 | 6.0845 | 7.2338 | -0.71876 | -0.46958 | -0.29565 | 2.8147 | 2.2075 | 2.0332 | -0.4 | -0.7 | -0.85
GNI | 2029 | 11.9701 | 13.5022 | 16.5735 | 1.1119 | 1.7081 | 2.5869 | 11.3284 | 12.5244 | 16.2023 | 0.65055 | 1.0463 | 1.9054 | 4.5876 | 7.183 | 9.0408 | -0.22439 | 0.61427 | 0.92026 | 4.5051 | 6.0771 | 7.2264 | -0.71876 | -0.46958 | -0.29565 | 2.8012 | 2.194 | 2.0197 | -0.4 | -0.7 | -0.85
GNI | 2030 | 11.9565 | 13.4886 | 16.5599 | 1.113 | 1.7092 | 2.588 | 11.387 | 12.583 | 16.2608 | 0.65055 | 1.0463 | 1.9054 | 4.5876 | 7.183 | 9.0408 | -0.22439 | 0.61427 | 0.92026 | 4.5151 | 6.0872 | 7.2365 | -0.71876 | -0.46958 | -0.29565 | 2.7993 | 2.1921 | 2.0178 | -0.4 | -0.7 | -0.85
GNI | 2031 | 12.0419 | 13.5741 | 16.6454 | 1.1062 | 1.7025 | 2.5813 | 11.4723 | 12.6684 | 16.3462 | 0.65055 | 1.0463 | 1.9054 | 4.5876 | 7.183 | 9.0408 | -0.22439 | 0.61427 | 0.92026 | 4.53 | 6.1021 | 7.2514 | -0.71876 | -0.46958 | -0.29565 | 2.8091 | 2.2019 | 2.0276 | -0.4 | -0.7 | -0.85
GNI | 2032 | 12.1321 | 13.6643 | 16.7356 | 1.0991 | 1.6953 | 2.5741 | 11.4918 | 12.6878 | 16.3656 | 0.65055 | 1.0463 | 1.9054 | 4.5876 | 7.183 | 9.0408 | -0.22439 | 0.61427 | 0.92026 | 4.5322 | 6.1043 | 7.2535 | -0.71876 | -0.46958 | -0.29565 | 2.8198 | 2.2126 | 2.0383 | -0.4 | -0.7 | -0.85
GNI | 2033 | 12.1389 | 13.6711 | 16.7424 | 1.0986 | 1.6948 | 2.5736 | 11.4107 | 12.6067 | 16.2845 | 0.65055 | 1.0463 | 1.9054 | 4.5876 | 7.183 | 9.0408 | -0.22439 | 0.61427 | 0.92026 | 4.5153 | 6.0874 | 7.2367 | -0.71876 | -0.46958 | -0.29565 | 2.8203 | 2.213 | 2.0388 | -0.4 | -0.7 | -0.85
GNI | 2034 | 12.0563 | 13.5885 | 16.6598 | 1.1051 | 1.7013 | 2.5801 | 11.2717 | 12.4677 | 16.1455 | 0.65055 | 1.0463 | 1.9054 | 4.5876 | 7.183 | 9.0408 | -0.22439 | 0.61427 | 0.92026 | 4.4876 | 6.0597 | 7.209 | -0.71876 | -0.46958 | -0.29565 | 2.8098 | 2.2026 | 2.0283 | -0.4 | -0.7 | -0.85
GTN | 2025 | 29.6682 | 32.7984 | 38.0522 | -0.48002 | 1.824 | 5.6587 | 27.5157 | 32.754 | 36.7293 | -2.0158 | -0.72737 | 0.83852 | 15.2538 | 24.7434 | 29.3985 | -5.0819 | -1.5417 | 0.19136 | 20.5 | 24 | 26 | -3.1858 | -1.5128 | 0.48478 | 6.7065 | 5.2864 | 3.5411 | -0.84156 | -2.2789 | -3.2206
GTN | 2026 | 29.7454 | 32.8756 | 38.1293 | -0.50894 | 1.7951 | 5.6298 | 26.3248 | 31.5631 | 35.5383 | -2.0158 | -0.72737 | 0.83852 | 15.2538 | 24.7434 | 29.3985 | -5.0852 | -1.5449 | 0.18812 | 20.5 | 24 | 26 | -3.2947 | -1.6218 | 0.3758 | 6.0538 | 4.6336 | 2.8884 | -0.83294 | -2.2703 | -3.212
GTN | 2027 | 29.8225 | 32.9527 | 38.2065 | -0.65488 | 1.6492 | 5.4838 | 25.2557 | 30.4941 | 34.4693 | -2.0158 | -0.72737 | 0.83852 | 15.2538 | 24.7434 | 29.3985 | -5.0908 | -1.5506 | 0.18244 | 20.5 | 24 | 26 | -3.3932 | -1.7203 | 0.27729 | 5.3243 | 3.9042 | 2.159 | -0.81734 | -2.2547 | -3.1964
GTN | 2028 | 30.0173 | 33.1475 | 38.4013 | -1.0093 | 1.2947 | 5.1294 | 24.6357 | 29.874 | 33.8492 | -2.0158 | -0.72737 | 0.83852 | 15.2538 | 24.7434 | 29.3985 | -5.0987 | -1.5584 | 0.17459 | 20.5 | 24 | 26 | -3.4633 | -1.7903 | 0.20725 | 4.5675 | 3.1474 | 1.4022 | -0.79591 | -2.2333 | -3.175
GTN | 2029 | 30.2121 | 33.3423 | 38.5961 | -1.4382 | 0.86588 | 4.7005 | 24.0986 | 29.3369 | 33.3121 | -2.0158 | -0.72737 | 0.83852 | 15.2538 | 24.7434 | 29.3985 | -5.1067 | -1.5665 | 0.16656 | 20.5 | 24 | 26 | -3.5262 | -1.8532 | 0.14435 | 3.8274 | 2.4073 | 0.66203 | -0.77402 | -2.2114 | -3.1531
GTN | 2030 | 30.4069 | 33.5371 | 38.7908 | -1.7505 | 0.55355 | 4.3882 | 23.398 | 28.6364 | 32.6116 | -2.0158 | -0.72737 | 0.83852 | 15.2538 | 24.7434 | 29.3985 | -5.1131 | -1.5728 | 0.16019 | 20.5 | 24 | 26 | -3.6031 | -1.9302 | 0.067398 | 3.1252 | 1.705 | -0.040192 | -0.75685 | -2.1942 | -3.1359
GTN | 2031 | 30.6017 | 33.7319 | 38.9856 | -1.8997 | 0.40432 | 4.239 | 22.6081 | 27.8465 | 31.8217 | -2.0158 | -0.72737 | 0.83852 | 15.2538 | 24.7434 | 29.3985 | -5.1178 | -1.5776 | 0.15548 | 20.5 | 24 | 26 | -3.6878 | -2.0148 | -0.017232 | 2.4449 | 1.0247 | -0.72051 | -0.74458 | -2.182 | -3.1236
GTN | 2032 | 30.7965 | 33.9267 | 39.1804 | -2.0089 | 0.29515 | 4.1298 | 22.0243 | 27.2626 | 31.2379 | -2.0158 | -0.72737 | 0.83852 | 15.2538 | 24.7434 | 29.3985 | -5.1225 | -1.5822 | 0.15081 | 20.5 | 24 | 26 | -3.7547 | -2.0817 | -0.084153 | 1.7574 | 0.3373 | -1.4079 | -0.73258 | -2.17 | -3.1116
GTN | 2033 | 31.1417 | 34.2718 | 39.5256 | -2.2263 | 0.07775 | 3.9124 | 21.9579 | 27.1963 | 31.1715 | -2.0158 | -0.72737 | 0.83852 | 15.2538 | 24.7434 | 29.3985 | -5.1287 | -1.5885 | 0.14458 | 20.5 | 24 | 26 | -3.7901 | -2.1171 | -0.11952 | 1.0394 | -0.38069 | -2.1259 | -0.71587 | -2.1533 | -3.0949
GTN | 2034 | 31.4868 | 34.617 | 39.8707 | -2.575 | -0.27098 | 3.5637 | 22.1124 | 27.3507 | 31.326 | -2.0158 | -0.72737 | 0.83852 | 15.2538 | 24.7434 | 29.3985 | -5.1366 | -1.5963 | 0.13673 | 20.5 | 24 | 26 | -3.8064 | -2.1335 | -0.13591 | 0.29708 | -1.123 | -2.8683 | -0.69424 | -2.1316 | -3.0733
H | 2025 | 48.6117 | 52.0628 | 55.0635 | 8.6403 | 12.8701 | 14.3547 | 40.4498 | 42.4804 | 44.2848 | 4.8308 | 5.4008 | 5.8147 | 41.6112 | 48.3423 | 54.6746 | 5.7463 | 7.0407 | 7.7563 | 35.212 | 37.6277 | 40.486 | 0.2288 | 0.66625 | 0.96755 | 3.5904 | 0.2616 | -4.0321 | 1.0909 | -0.65552 | -1.1879
H | 2026 | 49.2106 | 52.6617 | 55.6624 | 8.1887 | 12.4185 | 13.903 | 40.8757 | 42.9063 | 44.7106 | 4.5562 | 5.1261 | 5.5401 | 41.6112 | 48.3423 | 54.6746 | 5.1513 | 6.4457 | 7.1613 | 35.212 | 37.6277 | 40.486 | 0.30633 | 0.74378 | 1.0451 | 2.7796 | -0.54928 | -4.843 | 1.0909 | -0.65552 | -1.1879
H | 2027 | 49.6426 | 53.0937 | 56.0944 | 7.597 | 11.8268 | 13.3113 | 41.2533 | 43.2839 | 45.0882 | 4.0582 | 4.6282 | 5.0421 | 41.6112 | 48.3423 | 54.6746 | 4.6352 | 5.9295 | 6.6451 | 35.212 | 37.6277 | 40.486 | 0.4704 | 0.90785 | 1.2091 | 1.6156 | -1.7133 | -6.007 | 1.0909 | -0.65552 | -1.1879
H | 2028 | 50.3081 | 53.7592 | 56.7599 | 6.9972 | 11.2269 | 12.7115 | 41.9729 | 44.0035 | 45.8078 | 3.4049 | 3.9749 | 4.3888 | 41.6112 | 48.3423 | 54.6746 | 4.2649 | 5.5592 | 6.2748 | 35.212 | 37.6277 | 40.486 | 0.64741 | 1.0849 | 1.3862 | 0.20522 | -3.1236 | -7.4173 | 1.0909 | -0.65552 | -1.1879
H | 2029 | 50.9942 | 54.4453 | 57.446 | 6.4801 | 10.7099 | 12.1944 | 42.7118 | 44.7425 | 46.5468 | 2.8139 | 3.3839 | 3.7978 | 41.6112 | 48.3423 | 54.6746 | 3.941 | 5.2354 | 5.951 | 35.212 | 37.6277 | 40.486 | 0.8022 | 1.2396 | 1.5409 | -1.2277 | -4.5565 | -8.8502 | 1.0909 | -0.65552 | -1.1879
H | 2030 | 51.8196 | 55.2707 | 58.2714 | 6.0533 | 10.2831 | 11.7676 | 43.4885 | 45.5191 | 47.3234 | 2.406 | 2.9759 | 3.3899 | 41.6112 | 48.3423 | 54.6746 | 3.5284 | 4.8227 | 5.5384 | 35.212 | 37.6277 | 40.486 | 0.89222 | 1.3297 | 1.631 | -2.4729 | -5.8017 | -10.0954 | 1.0909 | -0.65552 | -1.1879
H | 2031 | 52.7561 | 56.2072 | 59.2079 | 5.6437 | 9.8734 | 11.358 | 44.2926 | 46.3232 | 48.1276 | 2.1034 | 2.6734 | 3.0873 | 41.6112 | 48.3423 | 54.6746 | 2.9979 | 4.2923 | 5.0079 | 35.212 | 37.6277 | 40.486 | 0.84755 | 1.285 | 1.5863 | -3.4919 | -6.8207 | -11.1144 | 1.0909 | -0.65552 | -1.1879
H | 2032 | 53.6539 | 57.105 | 60.1057 | 5.162 | 9.3918 | 10.8763 | 45.0994 | 47.13 | 48.9343 | 1.7172 | 2.2871 | 2.701 | 41.6112 | 48.3423 | 54.6746 | 2.4518 | 3.7461 | 4.4617 | 35.212 | 37.6277 | 40.486 | 0.61244 | 1.0499 | 1.3512 | -4.4075 | -7.7363 | -12.03 | 1.0909 | -0.65552 | -1.1879
H | 2033 | 54.8044 | 58.2555 | 61.2562 | 4.5643 | 8.7941 | 10.2787 | 46.3121 | 48.3427 | 50.147 | 1.1498 | 1.7198 | 2.1337 | 41.6112 | 48.3423 | 54.6746 | 2.0049 | 3.2993 | 4.0149 | 35.212 | 37.6277 | 40.486 | 0.20672 | 0.64417 | 0.94547 | -5.3785 | -8.7073 | -13.001 | 1.0909 | -0.65552 | -1.1879
H | 2034 | 55.7967 | 59.2478 | 62.2485 | 3.8812 | 8.111 | 9.5956 | 47.5146 | 49.5452 | 51.3495 | 0.46819 | 1.0381 | 1.4521 | 41.6112 | 48.3423 | 54.6746 | 1.6736 | 2.968 | 3.6836 | 35.212 | 37.6277 | 40.486 | -0.28105 | 0.1564 | 0.4577 | -6.4419 | -9.7707 | -14.0644 | 1.0909 | -0.65552 | -1.1879
HAY | 2025 | 61.8489 | 65.8658 | 73.5655 | 11.7335 | 14.087 | 16.0699 | 45.3613 | 52.9256 | 66.8648 | 4.393 | 5.8911 | 9.1295 | 23.5898 | 42.2764 | 50.877 | 3.9619 | 6.3014 | 10.3285 | 34.5814 | 37.2445 | 38.145 | -0.5881 | -0.36724 | -0.22145 | 35.25 | 22.4975 | 19.0338 | 2.7113 | 0.83997 | 0.2812
HAY | 2026 | 62.1559 | 66.1727 | 73.8724 | 10.9182 | 13.2717 | 15.2546 | 44.6905 | 52.2548 | 66.194 | 3.29 | 4.788 | 8.0264 | 23.5898 | 42.2764 | 50.877 | 3.4373 | 5.7768 | 9.8038 | 35.2097 | 37.8727 | 38.7733 | -0.98533 | -0.76446 | -0.61867 | 35.7867 | 23.0343 | 19.5706 | 2.7113 | 0.83997 | 0.2812
HAY | 2027 | 61.4937 | 65.5105 | 73.2102 | 9.9597 | 12.3132 | 14.296 | 44.1684 | 51.7327 | 65.672 | 2.7534 | 4.2514 | 7.4898 | 23.5898 | 42.2764 | 50.877 | 3.1902 | 5.5297 | 9.5568 | 34.7819 | 37.445 | 38.3455 | -1.0857 | -0.8648 | -0.71901 | 35.3117 | 22.5593 | 19.0956 | 2.7113 | 0.83997 | 0.2812
HAY | 2028 | 60.509 | 64.5258 | 72.2255 | 9.1491 | 11.5026 | 13.4855 | 43.8255 | 51.3898 | 65.3291 | 2.4961 | 3.9941 | 7.2325 | 23.5898 | 42.2764 | 50.877 | 3.1462 | 5.4857 | 9.5127 | 34.0569 | 36.72 | 37.6205 | -1.0194 | -0.79856 | -0.65277 | 34.4264 | 21.674 | 18.2103 | 2.7113 | 0.83997 | 0.2812
HAY | 2029 | 59.806 | 63.8228 | 71.5225 | 8.4956 | 10.8491 | 12.832 | 43.4495 | 51.0138 | 64.9531 | 2.0051 | 3.5031 | 6.7415 | 23.5898 | 42.2764 | 50.877 | 3.0833 | 5.4227 | 9.4498 | 33.7837 | 36.4467 | 37.3473 | -1.0198 | -0.79895 | -0.65316 | 33.7523 | 20.9999 | 17.5362 | 2.7113 | 0.83997 | 0.2812
HAY | 2030 | 59.6164 | 63.6332 | 71.3329 | 7.8423 | 10.1958 | 12.1787 | 42.8964 | 50.4607 | 64.4 | 1.0595 | 2.5575 | 5.796 | 23.5898 | 42.2764 | 50.877 | 2.8327 | 5.1722 | 9.1993 | 34.14 | 36.803 | 37.7036 | -1.205 | -0.98416 | -0.83837 | 33.5803 | 20.8278 | 17.3642 | 2.7113 | 0.83997 | 0.2812
HAY | 2031 | 59.6928 | 63.7096 | 71.4093 | 7.0732 | 9.4268 | 11.4096 | 42.2294 | 49.7937 | 63.7329 | -0.093369 | 1.4046 | 4.6431 | 23.5898 | 42.2764 | 50.877 | 2.4231 | 4.7626 | 8.7897 | 34.7223 | 37.3853 | 38.2859 | -1.5016 | -1.2807 | -1.135 | 33.744 | 20.9915 | 17.5278 | 2.7113 | 0.83997 | 0.2812
HAY | 2032 | 59.5714 | 63.5882 | 71.2879 | 6.2253 | 8.5788 | 10.5617 | 41.6414 | 49.2057 | 63.1449 | -0.99926 | 0.49875 | 3.7372 | 23.5898 | 42.2764 | 50.877 | 2.0435 | 4.383 | 8.4101 | 34.9625 | 37.6255 | 38.5261 | -1.7405 | -1.5197 | -1.3739 | 33.8071 | 21.0546 | 17.5909 | 2.7113 | 0.83997 | 0.2812
HAY | 2033 | 59.0103 | 63.0271 | 70.7268 | 5.4018 | 7.7553 | 9.7381 | 41.3102 | 48.8745 | 62.8138 | -1.4369 | 0.06106 | 3.2995 | 23.5898 | 42.2764 | 50.877 | 1.8607 | 4.2002 | 8.2272 | 34.6319 | 37.2949 | 38.1955 | -1.8303 | -1.6095 | -1.4637 | 33.4171 | 20.6647 | 17.201 | 2.7113 | 0.83997 | 0.2812
HAY | 2034 | 58.0158 | 62.0326 | 69.7323 | 4.6492 | 7.0027 | 8.9855 | 41.1027 | 48.667 | 62.6063 | -1.5896 | -0.091598 | 3.1468 | 23.5898 | 42.2764 | 50.877 | 1.8742 | 4.2136 | 8.2407 | 33.965 | 36.628 | 37.5286 | -1.8257 | -1.6049 | -1.4591 | 32.6065 | 19.854 | 16.3903 | 2.7113 | 0.83997 | 0.2812
HBK | 2025 | 43.3267 | 47.1288 | 54.0034 | 0.18508 | 1.127 | 1.8897 | 34.2068 | 35.9601 | 38.577 | -3.0535 | -2.0832 | -1.2117 | 40.7812 | 44.2679 | 49.2838 | 0.073317 | 0.81802 | 1.313 | 30.9343 | 33.2196 | 35.6674 | -4.4643 | -3.5183 | -2.5284 | -20.0522 | -21.427 | -22.7116 | -3.4656 | -4.1154 | -4.5486
HBK | 2026 | 44.73 | 48.5321 | 55.4067 | -0.037257 | 0.90468 | 1.6673 | 35.6231 | 37.3764 | 39.9933 | -3.1199 | -2.1495 | -1.278 | 41.9051 | 45.3918 | 50.4077 | -0.21301 | 0.53169 | 1.0266 | 31.8139 | 34.0992 | 36.5471 | -4.5116 | -3.5657 | -2.5758 | -23.7853 | -25.1601 | -26.4447 | -3.4656 | -4.1154 | -4.5486
HBK | 2027 | 46.4514 | 50.2534 | 57.1281 | -0.33757 | 0.60437 | 1.367 | 37.2074 | 38.9608 | 41.5776 | -3.1984 | -2.228 | -1.3565 | 43.5425 | 47.0293 | 52.0452 | -0.56447 | 0.18024 | 0.67518 | 32.8543 | 35.1395 | 37.5874 | -4.5878 | -3.6419 | -2.652 | -27.869 | -29.2438 | -30.5284 | -3.4656 | -4.1154 | -4.5486
HBK | 2028 | 48.7434 | 52.5455 | 59.4202 | -0.70234 | 0.23961 | 1.0022 | 39.193 | 40.9463 | 43.5632 | -3.2837 | -2.3133 | -1.4418 | 45.5862 | 49.0729 | 54.0888 | -0.97521 | -0.2305 | 0.26444 | 33.9839 | 36.2692 | 38.7171 | -4.673 | -3.727 | -2.7372 | -32.137 | -33.5117 | -34.7963 | -3.4656 | -4.1154 | -4.5486
HBK | 2029 | 51.0592 | 54.8613 | 61.7359 | -1.0729 | -0.13096 | 0.63167 | 41.1192 | 42.8726 | 45.4894 | -3.3646 | -2.3942 | -1.5228 | 47.6659 | 51.1526 | 56.1685 | -1.3914 | -0.64671 | -0.15177 | 35.0569 | 37.3421 | 39.79 | -4.7357 | -3.7897 | -2.7998 | -36.3866 | -37.7614 | -39.046 | -3.4656 | -4.1154 | -4.5486
HBK | 2030 | 53.1667 | 56.9688 | 63.8434 | -1.3924 | -0.45048 | 0.31216 | 42.9196 | 44.6729 | 47.2898 | -3.4365 | -2.4661 | -1.5946 | 49.4272 | 52.9139 | 57.9298 | -1.7597 | -1.015 | -0.52006 | 36.0094 | 38.2947 | 40.7426 | -4.7701 | -3.8241 | -2.8342 | -40.4646 | -41.8393 | -43.1239 | -3.4656 | -4.1154 | -4.5486
HBK | 2031 | 55.0383 | 58.8403 | 65.715 | -1.6541 | -0.71215 | 0.050489 | 44.6559 | 46.4092 | 49.0261 | -3.5038 | -2.5334 | -1.6619 | 50.8044 | 54.2911 | 59.307 | -2.0806 | -1.3359 | -0.84095 | 36.9007 | 39.186 | 41.6339 | -4.8036 | -3.8576 | -2.8677 | -44.4085 | -45.7833 | -47.0679 | -3.4656 | -4.1154 | -4.5486
HBK | 2032 | 56.8271 | 60.6291 | 67.5038 | -1.8955 | -0.95352 | -0.19088 | 46.4565 | 48.2099 | 50.8267 | -3.5757 | -2.6053 | -1.7338 | 51.9922 | 55.4789 | 60.4948 | -2.401 | -1.6563 | -1.1614 | 37.8536 | 40.1388 | 42.5867 | -4.8733 | -3.9274 | -2.9375 | -48.3605 | -49.7353 | -51.0199 | -3.4656 | -4.1154 | -4.5486
HBK | 2033 | 59.1067 | 62.9087 | 69.7834 | -2.1596 | -1.2177 | -0.45504 | 48.7763 | 50.5297 | 53.1465 | -3.6563 | -2.6859 | -1.8144 | 53.2366 | 56.7233 | 61.7393 | -2.7681 | -2.0233 | -1.5284 | 38.9224 | 41.2077 | 43.6555 | -4.9908 | -4.0448 | -3.0549 | -52.4624 | -53.8372 | -55.1218 | -3.4656 | -4.1154 | -4.5486
HBK | 2034 | 61.5129 | 65.315 | 72.1896 | -2.4548 | -1.5129 | -0.75026 | 51.1727 | 52.926 | 55.5429 | -3.7425 | -2.7721 | -1.9006 | 54.6123 | 58.0991 | 63.115 | -3.1827 | -2.438 | -1.9431 | 40.0644 | 42.3497 | 44.7976 | -5.1348 | -4.1888 | -3.1989 | -56.6927 | -58.0675 | -59.3521 | -3.4656 | -4.1154 | -4.5486
HZM | 2025 | 22.7795 | 24.6241 | 27.3311 | 1.9246 | 2.3889 | 2.9874 | 18.879 | 20.861 | 24.9153 | 2.2108 | 2.9241 | 3.1846 | 17.8186 | 21.7554 | 24.6424 | 0.28756 | 1.6544 | 2.1783 | 17.5633 | 18.4818 | 23.878 | 0.45389 | 1.677 | 2.0615 | -3.4829 | -4.1668 | -5.2993 | 0.4 | -0.3 | -1
HZM | 2026 | 22.9122 | 24.7568 | 27.4637 | 1.3776 | 1.8419 | 2.4404 | 19.0117 | 20.9937 | 25.0479 | 2.2038 | 2.9171 | 3.1776 | 17.8272 | 21.764 | 24.651 | -0.15878 | 1.2081 | 1.7319 | 17.5633 | 18.4818 | 23.878 | 0.45389 | 1.677 | 2.0615 | -4.8126 | -5.4965 | -6.6291 | 0.4 | -0.3 | -1
HZM | 2027 | 23.0448 | 24.8894 | 27.5964 | 1.1924 | 1.6567 | 2.2552 | 19.1443 | 21.1263 | 25.1806 | 2.1851 | 2.8984 | 3.1589 | 17.8391 | 21.7758 | 24.6629 | -0.35848 | 1.0084 | 1.5322 | 17.5633 | 18.4818 | 23.878 | 0.45389 | 1.677 | 2.0615 | -6.0899 | -6.7738 | -7.9064 | 0.4 | -0.3 | -1
HZM | 2028 | 23.2927 | 25.1373 | 27.8442 | 1.1865 | 1.6508 | 2.2493 | 19.3922 | 21.3742 | 25.4284 | 2.1589 | 2.8722 | 3.1327 | 17.8584 | 21.7951 | 24.6822 | -0.40622 | 0.96066 | 1.4845 | 17.5633 | 18.4818 | 23.878 | 0.45389 | 1.677 | 2.0615 | -7.3343 | -8.0182 | -9.1508 | 0.4 | -0.3 | -1
HZM | 2029 | 23.5405 | 25.3851 | 28.0921 | 1.0719 | 1.5362 | 2.1347 | 19.64 | 21.6221 | 25.6763 | 2.1372 | 2.8505 | 3.1109 | 17.8808 | 21.8176 | 24.7046 | -0.51733 | 0.84954 | 1.3734 | 17.5633 | 18.4818 | 23.878 | 0.45389 | 1.677 | 2.0615 | -8.5758 | -9.2597 | -10.3923 | 0.4 | -0.3 | -1
HZM | 2030 | 23.7884 | 25.633 | 28.3399 | 0.68474 | 1.149 | 1.7475 | 19.8879 | 21.8699 | 25.9241 | 2.1261 | 2.8394 | 3.0999 | 17.8992 | 21.836 | 24.723 | -0.83932 | 0.52755 | 1.0514 | 17.5633 | 18.4818 | 23.878 | 0.45389 | 1.677 | 2.0615 | -9.8266 | -10.5105 | -11.6431 | 0.4 | -0.3 | -1
HZM | 2031 | 24.0363 | 25.8809 | 28.5878 | 0.10472 | 0.56902 | 1.1675 | 20.1358 | 22.1178 | 26.172 | 2.1206 | 2.8339 | 3.0944 | 17.9117 | 21.8484 | 24.7354 | -1.3242 | 0.042697 | 0.56655 | 17.5633 | 18.4818 | 23.878 | 0.45389 | 1.677 | 2.0615 | -11.0921 | -11.776 | -12.9086 | 0.4 | -0.3 | -1
HZM | 2032 | 24.2841 | 26.1287 | 28.8357 | -0.42696 | 0.037333 | 0.63583 | 20.3836 | 22.3656 | 26.4199 | 2.1096 | 2.8229 | 3.0834 | 17.923 | 21.8598 | 24.7468 | -1.7741 | -0.40722 | 0.11664 | 17.5633 | 18.4818 | 23.878 | 0.45389 | 1.677 | 2.0615 | -12.3606 | -13.0445 | -14.1771 | 0.4 | -0.3 | -1
HZM | 2033 | 24.6609 | 26.5055 | 29.2124 | -0.72174 | -0.25744 | 0.34105 | 20.7604 | 22.7424 | 26.7966 | 2.0878 | 2.801 | 3.0615 | 17.9391 | 21.8759 | 24.7629 | -2.0248 | -0.65795 | -0.1341 | 17.5633 | 18.4818 | 23.878 | 0.45389 | 1.677 | 2.0615 | -13.6224 | -14.3063 | -15.4389 | 0.4 | -0.3 | -1
HZM | 2034 | 25.0376 | 26.8822 | 29.5892 | -0.78854 | -0.32425 | 0.27425 | 21.1371 | 23.1192 | 27.1734 | 2.0592 | 2.7724 | 3.0329 | 17.9606 | 21.8974 | 24.7844 | -2.0809 | -0.71399 | -0.19014 | 17.5633 | 18.4818 | 23.878 | 0.45389 | 1.677 | 2.0615 | -14.869 | -15.5529 | -16.6855 | 0.4 | -0.3 | -1
JDP | 2025 | 39.3363 | 46.4268 | 51.9415 | 1.0384 | 2.5094 | 4.8028 | 30.5452 | 37.3956 | 44.9804 | -2.1391 | -0.89527 | -0.15698 | 36.1228 | 43.5176 | 49.0561 | -0.20912 | 1.5686 | 3.4306 | 23.5569 | 26.8037 | 38.9955 | -2.5311 | -1.0667 | -0.55946 | -5.0995 | -7.742 | -8.7071 | -2.7 | -3.7 | -4.7
JDP | 2026 | 39.694 | 46.7845 | 52.2992 | 0.28564 | 1.7566 | 4.05 | 30.5929 | 37.4432 | 45.028 | -2.1391 | -0.89527 | -0.15698 | 35.9286 | 43.3234 | 48.8619 | -0.90961 | 0.86811 | 2.7301 | 22.18 | 25.4269 | 37.6187 | -2.5311 | -1.0667 | -0.55946 | -7.7278 | -10.3703 | -11.3354 | -2.7 | -3.7 | -4.7
JDP | 2027 | 40.0517 | 47.1422 | 52.6569 | -0.14825 | 1.3227 | 3.6161 | 31.0312 | 37.8815 | 45.4664 | -2.1391 | -0.89527 | -0.15698 | 35.8999 | 43.2947 | 48.8333 | -1.3134 | 0.46435 | 2.3264 | 21.6668 | 24.9136 | 37.1054 | -2.5311 | -1.0667 | -0.55946 | -10.559 | -13.2015 | -14.1666 | -2.7 | -3.7 | -4.7
JDP | 2028 | 40.7715 | 47.862 | 53.3767 | -0.32866 | 1.1423 | 3.4357 | 32.0162 | 38.8665 | 46.4513 | -2.1391 | -0.89527 | -0.15698 | 36.0044 | 43.3992 | 48.9378 | -1.4812 | 0.29648 | 2.1585 | 21.5283 | 24.7751 | 36.9669 | -2.5311 | -1.0667 | -0.55946 | -13.457 | -16.0995 | -17.0646 | -2.7 | -3.7 | -4.7
JDP | 2029 | 41.4912 | 48.5817 | 54.0964 | -0.55314 | 0.91784 | 3.2112 | 32.8323 | 39.6827 | 47.2675 | -2.1391 | -0.89527 | -0.15698 | 36.1014 | 43.4962 | 49.0348 | -1.6901 | 0.087578 | 1.9496 | 20.9549 | 24.2017 | 36.3935 | -2.5311 | -1.0667 | -0.55946 | -16.378 | -19.0205 | -19.9856 | -2.7 | -3.7 | -4.7
JDP | 2030 | 42.2109 | 49.3015 | 54.8161 | -1.0649 | 0.40606 | 2.6994 | 33.3428 | 40.1931 | 47.778 | -2.1391 | -0.89527 | -0.15698 | 36.072 | 43.4667 | 49.0053 | -2.1664 | -0.38865 | 1.4734 | 19.6663 | 22.9131 | 35.1049 | -2.5311 | -1.0667 | -0.55946 | -19.3183 | -21.9607 | -22.9258 | -2.7 | -3.7 | -4.7
JDP | 2031 | 42.9307 | 50.0212 | 55.5359 | -1.832 | -0.36104 | 1.9323 | 33.7361 | 40.5865 | 48.1713 | -2.1391 | -0.89527 | -0.15698 | 35.9239 | 43.3187 | 48.8573 | -2.8802 | -1.1025 | 0.75952 | 18.1607 | 21.4075 | 33.5993 | -2.5311 | -1.0667 | -0.55946 | -22.2854 | -24.9279 | -25.893 | -2.7 | -3.7 | -4.7
JDP | 2032 | 43.6504 | 50.7409 | 56.2556 | -2.5841 | -1.1131 | 1.1802 | 34.3356 | 41.1859 | 48.7707 | -2.1391 | -0.89527 | -0.15698 | 35.7749 | 43.1697 | 48.7083 | -3.5801 | -1.8023 | 0.059658 | 17.2305 | 20.4774 | 32.6692 | -2.5311 | -1.0667 | -0.55946 | -25.2299 | -27.8723 | -28.8375 | -2.7 | -3.7 | -4.7
JDP | 2033 | 44.7066 | 51.7971 | 57.3118 | -3.0761 | -1.6051 | 0.68829 | 35.6193 | 42.4696 | 50.0544 | -2.1391 | -0.89527 | -0.15698 | 35.7356 | 43.1304 | 48.6689 | -4.0378 | -2.2601 | -0.39811 | 17.2022 | 20.4491 | 32.6409 | -2.5311 | -1.0667 | -0.55946 | -28.1038 | -30.7463 | -31.7114 | -2.7 | -3.7 | -4.7
JDP | 2034 | 45.7628 | 52.8533 | 58.368 | -3.2979 | -1.8269 | 0.46643 | 37.1092 | 43.9596 | 51.5444 | -2.1391 | -0.89527 | -0.15698 | 35.8123 | 43.2071 | 48.7457 | -4.2443 | -2.4666 | -0.60456 | 17.6974 | 20.9443 | 33.1361 | -2.5311 | -1.0667 | -0.55946 | -30.8956 | -33.538 | -34.5031 | -2.7 | -3.7 | -4.7
JTE | 2025 | 53.3154 | 56.8076 | 62.4942 | 7.5323 | 8.8281 | 9.4301 | 49.9834 | 52.331 | 55.9648 | 1.4086 | 2.3872 | 3.8101 | 52.4738 | 55.2884 | 57.3173 | 5.2667 | 6.2378 | 7.1282 | 42.7051 | 46.6524 | 56.4984 | -2.6094 | -0.076899 | 1.0386 | 17.6393 | 15.3237 | 14.0198 | 0.059035 | -0.65915 | -0.92002
JTE | 2026 | 55.037 | 58.5292 | 64.2158 | 7.7415 | 9.0374 | 9.6394 | 51.1254 | 53.473 | 57.1068 | 1.4086 | 2.3872 | 3.8101 | 53.5603 | 56.3749 | 58.4038 | 5.4027 | 6.3738 | 7.2643 | 42.3518 | 46.2991 | 56.1451 | -2.6663 | -0.13378 | 0.98171 | 18.2542 | 15.9385 | 14.6346 | 0.059035 | -0.65915 | -0.92002
JTE | 2027 | 55.1511 | 58.6433 | 64.3299 | 7.686 | 8.9818 | 9.5838 | 51.0464 | 53.394 | 57.0278 | 1.4086 | 2.3872 | 3.8101 | 52.912 | 55.7266 | 57.7555 | 5.3666 | 6.3377 | 7.2281 | 40.8086 | 44.756 | 54.602 | -2.6226 | -0.090095 | 1.0254 | 18.1769 | 15.8613 | 14.5574 | 0.059035 | -0.65915 | -0.92002
JTE | 2028 | 55.2992 | 58.7914 | 64.478 | 7.593 | 8.8888 | 9.4908 | 51.2824 | 53.63 | 57.2638 | 1.4086 | 2.3872 | 3.8101 | 52.024 | 54.8386 | 56.8674 | 5.3062 | 6.2773 | 7.1677 | 39.3499 | 43.2973 | 53.1432 | -2.5834 | -0.050854 | 1.0646 | 17.9365 | 15.6208 | 14.3169 | 0.059035 | -0.65915 | -0.92002
JTE | 2029 | 56.1808 | 59.673 | 65.3596 | 7.6208 | 8.9167 | 9.5187 | 52.3891 | 54.7368 | 58.3706 | 1.4086 | 2.3872 | 3.8101 | 51.9308 | 54.7454 | 56.7742 | 5.3243 | 6.2954 | 7.1858 | 38.7175 | 42.6649 | 52.5108 | -2.6159 | -0.083323 | 1.0322 | 17.9434 | 15.6277 | 14.3238 | 0.059035 | -0.65915 | -0.92002
JTE | 2030 | 57.9306 | 61.4228 | 67.1094 | 7.7918 | 9.0876 | 9.6896 | 54.2972 | 56.6448 | 60.2786 | 1.4086 | 2.3872 | 3.8101 | 52.775 | 55.5896 | 57.6185 | 5.4354 | 6.4065 | 7.2969 | 38.8229 | 42.7703 | 52.6162 | -2.7143 | -0.18179 | 0.93371 | 18.3064 | 15.9907 | 14.6868 | 0.059035 | -0.65915 | -0.92002
JTE | 2031 | 60.0321 | 63.5243 | 69.2109 | 8.0206 | 9.3165 | 9.9185 | 56.3244 | 58.672 | 62.3058 | 1.4086 | 2.3872 | 3.8101 | 53.996 | 56.8106 | 58.8395 | 5.5841 | 6.5553 | 7.4457 | 39.0829 | 43.0302 | 52.8762 | -2.8226 | -0.29007 | 0.82542 | 18.8549 | 16.5392 | 15.2353 | 0.059035 | -0.65915 | -0.92002
JTE | 2032 | 61.8287 | 65.3209 | 71.0075 | 8.1992 | 9.4951 | 10.0971 | 57.793 | 60.1406 | 63.7744 | 1.4086 | 2.3872 | 3.8101 | 54.8866 | 57.7012 | 59.73 | 5.7003 | 6.6714 | 7.5618 | 38.951 | 42.8984 | 52.7444 | -2.8849 | -0.35235 | 0.76314 | 19.3093 | 16.9936 | 15.6897 | 0.059035 | -0.65915 | -0.92002
JTE | 2033 | 63.4976 | 66.9898 | 72.6764 | 8.273 | 9.5688 | 10.1709 | 59.0285 | 61.3761 | 65.0099 | 1.4086 | 2.3872 | 3.8101 | 55.0908 | 57.9054 | 59.9342 | 5.7482 | 6.7193 | 7.6097 | 38.2841 | 42.2315 | 52.0774 | -2.8861 | -0.35352 | 0.76197 | 19.485 | 17.1693 | 15.8654 | 0.059035 | -0.65915 | -0.92002
JTE | 2034 | 64.6539 | 68.1461 | 73.8327 | 8.2623 | 9.5581 | 10.1602 | 59.859 | 62.2067 | 65.8405 | 1.4086 | 2.3872 | 3.8101 | 54.7447 | 57.5593 | 59.5881 | 5.7412 | 6.7124 | 7.6028 | 37.3225 | 41.2699 | 51.1159 | -2.8539 | -0.32134 | 0.79415 | 19.4197 | 17.104 | 15.8001 | 0.059035 | -0.65915 | -0.92002
K | 2025 | 36.1351 | 38.6669 | 41.6929 | 4.588 | 5.1864 | 5.9284 | 25.0975 | 31.9172 | 34.4083 | 0.3279 | 0.72975 | 1.5418 | 29.7798 | 32.7367 | 37.4567 | 3.1463 | 4.2269 | 4.9621 | 22.5203 | 24.4414 | 27.3174 | -0.53044 | 0.054303 | 1.0333 | 0.046837 | -3.9967 | -6.2697 | 1.0103 | 0.86159 | 0.60842
K | 2026 | 36.6371 | 39.1689 | 42.1949 | 4.2417 | 4.84 | 5.5821 | 25.1393 | 31.959 | 34.4501 | 0.33424 | 0.73609 | 1.5481 | 29.8871 | 32.8441 | 37.5641 | 2.8487 | 3.9292 | 4.6645 | 21.7378 | 23.6589 | 26.535 | -0.52309 | 0.061656 | 1.0407 | -1.7837 | -5.8272 | -8.1003 | 1.0361 | 0.8874 | 0.63423
K | 2027 | 36.9336 | 39.4654 | 42.4913 | 3.8826 | 4.4809 | 5.223 | 25.1742 | 31.994 | 34.4851 | 0.34381 | 0.74566 | 1.5577 | 29.7972 | 32.7541 | 37.4741 | 2.5346 | 3.6151 | 4.3504 | 21.1971 | 23.1182 | 25.9943 | -0.51199 | 0.072752 | 1.0517 | -3.4477 | -7.4913 | -9.7643 | 1.0208 | 0.87207 | 0.6189
K | 2028 | 37.6426 | 40.1744 | 43.2004 | 3.5532 | 4.1516 | 4.8936 | 25.53 | 32.3497 | 34.8408 | 0.30639 | 0.70824 | 1.5203 | 29.9199 | 32.8769 | 37.5969 | 2.2472 | 3.3278 | 4.063 | 20.8089 | 22.73 | 25.606 | -0.55539 | 0.029358 | 1.0084 | -4.7531 | -8.7966 | -11.0696 | 1.0347 | 0.88594 | 0.63277
K | 2029 | 38.6295 | 41.1613 | 44.1873 | 3.208 | 3.8064 | 4.5484 | 25.9893 | 32.809 | 35.3001 | 0.23034 | 0.63218 | 1.4442 | 30.3095 | 33.2665 | 37.9865 | 1.964 | 3.0445 | 3.7798 | 20.3264 | 22.2475 | 25.1235 | -0.64359 | -0.058841 | 0.92015 | -5.9797 | -10.0232 | -12.2962 | 1.0945 | 0.94573 | 0.69257
K | 2030 | 39.6905 | 42.2223 | 45.2483 | 2.7924 | 3.3908 | 4.1328 | 26.4521 | 33.2718 | 35.7629 | 0.15098 | 0.55282 | 1.3648 | 30.7702 | 33.7272 | 38.4472 | 1.6463 | 2.7268 | 3.4621 | 19.6517 | 21.5728 | 24.4488 | -0.73562 | -0.15088 | 0.82812 | -7.4843 | -11.5278 | -13.8008 | 1.1725 | 1.0237 | 0.77058
K | 2031 | 40.6434 | 43.1752 | 46.2012 | 2.3146 | 2.913 | 3.655 | 26.858 | 33.6777 | 36.1688 | 0.091555 | 0.4934 | 1.3054 | 31.1272 | 34.0842 | 38.8041 | 1.2898 | 2.3703 | 3.1056 | 18.9521 | 20.8732 | 23.7492 | -0.80453 | -0.21979 | 0.75921 | -9.2809 | -13.3244 | -15.5974 | 1.238 | 1.0892 | 0.83607
K | 2032 | 41.4818 | 44.0137 | 47.0396 | 1.8516 | 2.4499 | 3.192 | 27.2213 | 34.041 | 36.5321 | 0.048656 | 0.4505 | 1.2625 | 31.3742 | 34.3312 | 39.0511 | 0.93581 | 2.0163 | 2.7516 | 18.4995 | 20.4206 | 23.2966 | -0.85428 | -0.26954 | 0.70946 | -10.9662 | -15.0098 | -17.2828 | 1.2843 | 1.1356 | 0.88244
K | 2033 | 42.6569 | 45.1887 | 48.2147 | 1.4735 | 2.0718 | 2.8139 | 27.9302 | 34.75 | 37.241 | 0.0093278 | 0.41117 | 1.2232 | 31.6102 | 34.5672 | 39.2872 | 0.62699 | 1.7075 | 2.4428 | 18.3988 | 20.3199 | 23.1959 | -0.89989 | -0.31514 | 0.66385 | -12.1191 | -16.1627 | -18.4357 | 1.3238 | 1.1751 | 0.92195
K | 2034 | 43.879 | 46.4108 | 49.4367 | 1.182 | 1.7803 | 2.5224 | 28.648 | 35.4677 | 37.9588 | -0.031853 | 0.36999 | 1.182 | 31.8914 | 34.8484 | 39.5684 | 0.36752 | 1.448 | 2.1833 | 18.498 | 20.4191 | 23.2951 | -0.94765 | -0.3629 | 0.61609 | -12.7477 | -16.7913 | -19.0643 | 1.3658 | 1.2171 | 0.96395
KAT | 2025 | 11.9424 | 12.7814 | 13.9264 | 3.5169 | 3.5961 | 3.6884 | 12.6144 | 14.2986 | 15.1876 | 3.0759 | 3.2239 | 3.6159 | 9.0572 | 10.2477 | 11.0143 | 1.8738 | 2.5695 | 2.8236 | 11.8774 | 12.4189 | 14.0689 | 2.3163 | 2.3697 | 2.3915 | 5.5704 | 4.1318 | 3.5439 | 3.55 | 3.3 | 3.14
KAT | 2026 | 11.9306 | 12.7696 | 13.9145 | 3.642 | 3.7212 | 3.8135 | 12.6524 | 14.3367 | 15.2256 | 3.071 | 3.219 | 3.611 | 8.9743 | 10.1648 | 10.9314 | 2.0686 | 2.7643 | 3.0184 | 11.8317 | 12.3732 | 14.0232 | 2.3164 | 2.3697 | 2.3916 | 5.4451 | 4.0065 | 3.4186 | 3.55 | 3.3 | 3.14
KAT | 2027 | 11.9709 | 12.8099 | 13.9548 | 3.7727 | 3.852 | 3.9443 | 12.6905 | 14.3747 | 15.2637 | 3.081 | 3.2291 | 3.6211 | 9.0344 | 10.225 | 10.9916 | 2.245 | 2.9407 | 3.1948 | 11.9256 | 12.4671 | 14.1172 | 2.3162 | 2.3696 | 2.3914 | 5.3291 | 3.8905 | 3.3026 | 3.55 | 3.3 | 3.14
KAT | 2028 | 12.11 | 12.949 | 14.094 | 3.9073 | 3.9866 | 4.0789 | 12.7856 | 14.4699 | 15.3589 | 3.0969 | 3.245 | 3.637 | 9.1903 | 10.3809 | 11.1474 | 2.4054 | 3.1011 | 3.3552 | 12.0741 | 12.6156 | 14.2656 | 2.3159 | 2.3693 | 2.3911 | 5.2211 | 3.7825 | 3.1946 | 3.55 | 3.3 | 3.14
KAT | 2029 | 12.2511 | 13.0901 | 14.235 | 4.0412 | 4.1205 | 4.2128 | 12.8808 | 14.565 | 15.454 | 3.106 | 3.2541 | 3.6461 | 9.3254 | 10.5159 | 11.2825 | 2.5641 | 3.2598 | 3.5138 | 12.159 | 12.7005 | 14.3506 | 2.3157 | 2.3691 | 2.3909 | 5.1142 | 3.6756 | 3.0877 | 3.55 | 3.3 | 3.14
KAT | 2030 | 12.3605 | 13.1995 | 14.3444 | 4.1705 | 4.2498 | 4.3421 | 12.9759 | 14.6601 | 15.5491 | 3.104 | 3.252 | 3.644 | 9.3589 | 10.5494 | 11.316 | 2.7324 | 3.4281 | 3.6821 | 12.1399 | 12.6814 | 14.3314 | 2.3158 | 2.3691 | 2.3909 | 5.0029 | 3.5642 | 2.9764 | 3.55 | 3.3 | 3.14
KAT | 2031 | 12.4394 | 13.2784 | 14.4233 | 4.2964 | 4.3757 | 4.468 | 13.071 | 14.7553 | 15.6443 | 3.0973 | 3.2453 | 3.6373 | 9.3169 | 10.5074 | 11.274 | 2.9114 | 3.607 | 3.8611 | 12.0773 | 12.6188 | 14.2689 | 2.3159 | 2.3693 | 2.3911 | 4.8859 | 3.4473 | 2.8594 | 3.55 | 3.3 | 3.14
KAT | 2032 | 12.5183 | 13.3573 | 14.5022 | 4.4229 | 4.5021 | 4.5944 | 13.1662 | 14.8504 | 15.7394 | 3.0966 | 3.2447 | 3.6367 | 9.3037 | 10.4943 | 11.2608 | 3.091 | 3.7867 | 4.0408 | 12.071 | 12.6125 | 14.2625 | 2.3159 | 2.3693 | 2.3911 | 4.7682 | 3.3296 | 2.7417 | 3.55 | 3.3 | 3.14
KAT | 2033 | 12.7208 | 13.5598 | 14.7048 | 4.5534 | 4.6327 | 4.725 | 13.356 | 15.0402 | 15.9292 | 3.1067 | 3.2547 | 3.6467 | 9.4053 | 10.5958 | 11.3624 | 3.2618 | 3.9575 | 4.2116 | 12.1651 | 12.7065 | 14.3566 | 2.3157 | 2.3691 | 2.3909 | 4.6551 | 3.2165 | 2.6286 | 3.55 | 3.3 | 3.14
KAT | 2034 | 12.9538 | 13.7928 | 14.9377 | 4.6874 | 4.7667 | 4.859 | 13.5458 | 15.23 | 16.119 | 3.1232 | 3.2713 | 3.6633 | 9.6147 | 10.8052 | 11.5718 | 3.4219 | 4.1176 | 4.3717 | 12.3195 | 12.8609 | 14.511 | 2.3154 | 2.3688 | 2.3906 | 4.5476 | 3.109 | 2.5211 | 3.55 | 3.3 | 3.14
KDL | 2025 | 28.338 | 32.2108 | 38.3807 | 8.9053 | 11.0436 | 15.1475 | 30.1704 | 35.278 | 42.3345 | 7.7045 | 9.876 | 13.1143 | 21.0639 | 24.8679 | 28.6173 | 2.1882 | 5.0727 | 7.9679 | 19.6719 | 21.9223 | 23.2326 | 1.4622 | 3.6266 | 5.1465 | 8.7525 | 6.2169 | 3.5071 | 3.2054 | 1.5218 | 0.70487
KDL | 2026 | 28.6863 | 32.5591 | 38.729 | 8.9394 | 11.0777 | 15.1816 | 30.3408 | 35.4484 | 42.5049 | 7.7035 | 9.8751 | 13.1134 | 21.081 | 24.885 | 28.6344 | 2.2515 | 5.136 | 8.0313 | 19.5405 | 21.7909 | 23.1011 | 1.4297 | 3.5941 | 5.114 | 8.7518 | 6.2162 | 3.5064 | 3.1995 | 1.516 | 0.69902
KDL | 2027 | 29.0852 | 32.958 | 39.1279 | 8.9573 | 11.0956 | 15.1995 | 30.8838 | 35.9914 | 43.048 | 7.6999 | 9.8714 | 13.1097 | 21.0718 | 24.8758 | 28.6252 | 2.2813 | 5.1658 | 8.061 | 19.4189 | 21.6694 | 22.9796 | 1.2612 | 3.4256 | 4.9455 | 8.75 | 6.2144 | 3.5046 | 3.1969 | 1.5134 | 0.69638
KDL | 2028 | 29.2976 | 33.1704 | 39.3403 | 8.9255 | 11.0639 | 15.1677 | 31.5028 | 36.6104 | 43.6669 | 7.6954 | 9.867 | 13.1053 | 21.0728 | 24.8768 | 28.6261 | 2.2699 | 5.1544 | 8.0497 | 19.2932 | 21.5437 | 22.8539 | 1.0322 | 3.1966 | 4.7165 | 8.746 | 6.2104 | 3.5006 | 3.2035 | 1.52 | 0.70306
KDL | 2029 | 29.5039 | 33.3767 | 39.5466 | 8.8706 | 11.0089 | 15.1128 | 32.0343 | 37.1419 | 44.1984 | 7.6938 | 9.8653 | 13.1036 | 21.0926 | 24.8967 | 28.646 | 2.2428 | 5.1274 | 8.0226 | 19.1605 | 21.411 | 22.7212 | 0.85411 | 3.0185 | 4.5384 | 8.7425 | 6.2069 | 3.4971 | 3.2151 | 1.5316 | 0.71467
KDL | 2030 | 29.6893 | 33.5622 | 39.7321 | 8.8374 | 10.9757 | 15.0796 | 32.2528 | 37.3604 | 44.417 | 7.6957 | 9.8672 | 13.1055 | 21.1182 | 24.9222 | 28.6716 | 2.2293 | 5.1138 | 8.0091 | 19.0241 | 21.2745 | 22.5847 | 0.76698 | 2.9314 | 4.4512 | 8.7424 | 6.2068 | 3.497 | 3.2229 | 1.5394 | 0.72242
KDL | 2031 | 29.8599 | 33.7327 | 39.9026 | 8.8394 | 10.9777 | 15.0816 | 32.283 | 37.3906 | 44.4472 | 7.6986 | 9.8701 | 13.1084 | 21.1362 | 24.9402 | 28.6896 | 2.2371 | 5.1216 | 8.0168 | 18.8883 | 21.1387 | 22.4489 | 0.71472 | 2.8791 | 4.399 | 8.7454 | 6.2098 | 3.5 | 3.2235 | 1.54 | 0.72299
KDL | 2032 | 30.0327 | 33.9055 | 40.0754 | 8.8494 | 10.9877 | 15.0916 | 32.4508 | 37.5585 | 44.615 | 7.6988 | 9.8703 | 13.1086 | 21.1468 | 24.9508 | 28.7002 | 2.2509 | 5.1354 | 8.0307 | 18.7539 | 21.0044 | 22.3146 | 0.60281 | 2.7672 | 4.2871 | 8.748 | 6.2124 | 3.5026 | 3.222 | 1.5384 | 0.72147
KDL | 2033 | 30.4604 | 34.3333 | 40.5032 | 8.8326 | 10.9709 | 15.0748 | 33.1729 | 38.2805 | 45.3371 | 7.6948 | 9.8663 | 13.1046 | 21.1579 | 24.9619 | 28.7113 | 2.2518 | 5.1363 | 8.0316 | 18.6209 | 20.8713 | 22.1816 | 0.39114 | 2.5555 | 4.0754 | 8.7466 | 6.211 | 3.5012 | 3.2257 | 1.5422 | 0.7252
KDL | 2034 | 30.9026 | 34.7755 | 40.9454 | 8.7832 | 10.9215 | 15.0254 | 34.0937 | 39.2013 | 46.2579 | 7.6883 | 9.8598 | 13.0981 | 21.1736 | 24.9776 | 28.727 | 2.2358 | 5.1204 | 8.0156 | 18.488 | 20.7384 | 22.0486 | 0.11999 | 2.2844 | 3.8043 | 8.7411 | 6.2055 | 3.4956 | 3.2359 | 1.5524 | 0.73539
KDN | 2025 | 8.068 | 8.8731 | 10.2316 | 5.6128 | 6.463 | 7.0419 | 7.9521 | 8.4413 | 9.3391 | 6.476 | 6.9501 | 7.9573 | 5.0602 | 7.1145 | 7.7978 | 4.0616 | 4.4426 | 4.5584 | 7.5865 | 8.0875 | 8.6217 | 4.43 | 4.8053 | 4.9464 | 1.4378 | 1.2497 | 0.82855 | 5.5 | 5.15 | 5.05
KDN | 2026 | 8.0681 | 8.8732 | 10.2317 | 6.0483 | 6.8985 | 7.4774 | 7.9582 | 8.4474 | 9.3452 | 6.7266 | 7.2007 | 8.2078 | 5.1637 | 7.2179 | 7.9013 | 4.1678 | 4.5488 | 4.6646 | 7.5502 | 8.0511 | 8.5853 | 4.502 | 4.8773 | 5.0185 | 1.3083 | 1.1202 | 0.69901 | 5.5 | 5.15 | 5.05
KDN | 2027 | 8.0747 | 8.8798 | 10.2383 | 6.1788 | 7.029 | 7.608 | 7.9643 | 8.4535 | 9.3513 | 6.9096 | 7.3837 | 8.3908 | 5.2006 | 7.2549 | 7.9382 | 4.2736 | 4.6547 | 4.7704 | 7.5534 | 8.0543 | 8.5886 | 4.5781 | 4.9534 | 5.0945 | 1.2216 | 1.0335 | 0.61235 | 5.5 | 5.15 | 5.05
KDN | 2028 | 8.1265 | 8.9316 | 10.2901 | 6.0556 | 6.9058 | 7.4847 | 8.0098 | 8.499 | 9.3968 | 7.0542 | 7.5283 | 8.5354 | 5.1828 | 7.237 | 7.9203 | 4.3798 | 4.7608 | 4.8766 | 7.5752 | 8.0762 | 8.6104 | 4.6565 | 5.0318 | 5.173 | 1.1831 | 0.99496 | 0.57381 | 5.5 | 5.15 | 5.05
KDN | 2029 | 8.1737 | 8.9788 | 10.3373 | 5.8857 | 6.7358 | 7.3148 | 8.0553 | 8.5445 | 9.4423 | 7.2025 | 7.6766 | 8.6837 | 5.149 | 7.2033 | 7.8866 | 4.4847 | 4.8657 | 4.9815 | 7.5643 | 8.0652 | 8.5995 | 4.7341 | 5.1094 | 5.2506 | 1.1369 | 0.94878 | 0.52763 | 5.5 | 5.15 | 5.05
KDN | 2030 | 8.208 | 9.0131 | 10.3716 | 5.8488 | 6.6989 | 7.2779 | 8.1008 | 8.59 | 9.4878 | 7.3771 | 7.8512 | 8.8584 | 5.1339 | 7.1882 | 7.8715 | 4.5862 | 4.9672 | 5.083 | 7.5061 | 8.0071 | 8.5413 | 4.8098 | 5.1852 | 5.3263 | 1.0292 | 0.8411 | 0.41995 | 5.5 | 5.15 | 5.05
KDN | 2031 | 8.2331 | 9.0382 | 10.3967 | 5.9559 | 6.8061 | 7.385 | 8.1463 | 8.6355 | 9.5333 | 7.5692 | 8.0433 | 9.0504 | 5.1434 | 7.1977 | 7.881 | 4.6855 | 5.0666 | 5.1824 | 7.4441 | 7.945 | 8.4792 | 4.8845 | 5.2599 | 5.401 | 0.86929 | 0.68115 | 0.26001 | 5.5 | 5.15 | 5.05
KDN | 2032 | 8.2623 | 9.0674 | 10.4259 | 6.0707 | 6.9209 | 7.4999 | 8.1918 | 8.6811 | 9.5789 | 7.7544 | 8.2285 | 9.2356 | 5.1581 | 7.2124 | 7.8957 | 4.7859 | 5.1669 | 5.2827 | 7.4416 | 7.9425 | 8.4767 | 4.9601 | 5.3354 | 5.4766 | 0.73041 | 0.54227 | 0.12112 | 5.5 | 5.15 | 5.05
KDN | 2033 | 8.3617 | 9.1668 | 10.5253 | 6.0566 | 6.9068 | 7.4857 | 8.2925 | 8.7818 | 9.6796 | 7.9177 | 8.3918 | 9.3989 | 5.1565 | 7.2108 | 7.8941 | 4.8902 | 5.2712 | 5.387 | 7.5208 | 8.0217 | 8.5559 | 5.0371 | 5.4124 | 5.5536 | 0.68309 | 0.49495 | 0.073801 | 5.5 | 5.15 | 5.05
KDN | 2034 | 8.4752 | 9.2803 | 10.6388 | 5.9024 | 6.7526 | 7.3315 | 8.3932 | 8.8825 | 9.7803 | 8.0669 | 8.541 | 9.5481 | 5.1352 | 7.1895 | 7.8728 | 4.9975 | 5.3786 | 5.4944 | 7.646 | 8.1469 | 8.6811 | 5.1151 | 5.4904 | 5.6316 | 0.72312 | 0.53498 | 0.11383 | 5.5 | 5.15 | 5.05
KDP | 2025 | 24.8115 | 25.3836 | 25.7898 | -1.5463 | -0.40441 | 1.009 | 22.8451 | 24.4381 | 26.1299 | -0.46464 | 0.10686 | 0.45398 | 8.5507 | 10.9134 | 11.6685 | -1.7207 | -1.2555 | -0.94488 | 18.4125 | 21.4348 | 23.2522 | -5.3553 | -4.1222 | -3.3358 | 22.3 | 20 | 0.4 | -0.2 | -4.6 | -7.2
KDP | 2026 | 24.8115 | 25.3836 | 25.7898 | -1.5463 | -0.40441 | 1.009 | 22.7077 | 24.3007 | 25.9925 | -0.46464 | 0.10686 | 0.45398 | 8.6265 | 10.9893 | 11.7443 | -1.6518 | -1.1865 | -0.87592 | 18.4125 | 21.4348 | 23.2522 | -5.3553 | -4.1222 | -3.3358 | 22.3 | 20 | 0.4 | -0.2 | -4.6 | -7.2
KDP | 2027 | 24.8115 | 25.3836 | 25.7898 | -1.5463 | -0.40441 | 1.009 | 22.8955 | 24.4885 | 26.1803 | -0.46464 | 0.10686 | 0.45398 | 8.6268 | 10.9895 | 11.7445 | -1.6516 | -1.1863 | -0.87572 | 18.4125 | 21.4348 | 23.2522 | -5.3553 | -4.1222 | -3.3358 | 22.3 | 20 | 0.4 | -0.2 | -4.6 | -7.2
KDP | 2028 | 24.8115 | 25.3836 | 25.7898 | -1.5463 | -0.40441 | 1.009 | 23.1726 | 24.7655 | 26.4574 | -0.46464 | 0.10686 | 0.45398 | 8.5838 | 10.9465 | 11.7016 | -1.6906 | -1.2254 | -0.91478 | 18.4125 | 21.4348 | 23.2522 | -5.3553 | -4.1222 | -3.3358 | 22.3 | 20 | 0.4 | -0.2 | -4.6 | -7.2
KDP | 2029 | 24.8115 | 25.3836 | 25.7898 | -1.5463 | -0.40441 | 1.009 | 23.2502 | 24.8432 | 26.535 | -0.46464 | 0.10686 | 0.45398 | 8.547 | 10.9097 | 11.6648 | -1.7241 | -1.2588 | -0.94826 | 18.4125 | 21.4348 | 23.2522 | -5.3553 | -4.1222 | -3.3358 | 22.3 | 20 | 0.4 | -0.2 | -4.6 | -7.2
KDP | 2030 | 24.8115 | 25.3836 | 25.7898 | -1.5463 | -0.40441 | 1.009 | 23.0657 | 24.6587 | 26.3505 | -0.46464 | 0.10686 | 0.45398 | 8.5465 | 10.9092 | 11.6643 | -1.7245 | -1.2593 | -0.94871 | 18.4125 | 21.4348 | 23.2522 | -5.3553 | -4.1222 | -3.3358 | 22.3 | 20 | 0.4 | -0.2 | -4.6 | -7.2
KDP | 2031 | 24.8115 | 25.3836 | 25.7898 | -1.5463 | -0.40441 | 1.009 | 22.8204 | 24.4134 | 26.1052 | -0.46464 | 0.10686 | 0.45398 | 8.5754 | 10.9381 | 11.6931 | -1.6983 | -1.233 | -0.92247 | 18.4125 | 21.4348 | 23.2522 | -5.3553 | -4.1222 | -3.3358 | 22.3 | 20 | 0.4 | -0.2 | -4.6 | -7.2
KDP | 2032 | 24.8115 | 25.3836 | 25.7898 | -1.5463 | -0.40441 | 1.009 | 22.7912 | 24.3842 | 26.076 | -0.46464 | 0.10686 | 0.45398 | 8.6021 | 10.9648 | 11.7198 | -1.674 | -1.2087 | -0.89815 | 18.4125 | 21.4348 | 23.2522 | -5.3553 | -4.1222 | -3.3358 | 22.3 | 20 | 0.4 | -0.2 | -4.6 | -7.2
KDP | 2033 | 24.8115 | 25.3836 | 25.7898 | -1.5463 | -0.40441 | 1.009 | 23.0771 | 24.6701 | 26.3619 | -0.46464 | 0.10686 | 0.45398 | 8.6003 | 10.9631 | 11.7181 | -1.6756 | -1.2103 | -0.89975 | 18.4125 | 21.4348 | 23.2522 | -5.3553 | -4.1222 | -3.3358 | 22.3 | 20 | 0.4 | -0.2 | -4.6 | -7.2
KDP | 2034 | 24.8115 | 25.3836 | 25.7898 | -1.5463 | -0.40441 | 1.009 | 23.542 | 25.135 | 26.8268 | -0.46464 | 0.10686 | 0.45398 | 8.5697 | 10.9325 | 11.6875 | -1.7034 | -1.2382 | -0.92758 | 18.4125 | 21.4348 | 23.2522 | -5.3553 | -4.1222 | -3.3358 | 22.3 | 20 | 0.4 | -0.2 | -4.6 | -7.2
KEL | 2025 | 2.9431 | 3.1829 | 3.5649 | -0.4595 | 0.51981 | 1.199 | 2.3815 | 2.6346 | 2.9792 | -0.80865 | 0.60427 | 1.4295 | 2.0634 | 2.5271 | 2.892 | -1.6376 | -0.2103 | 0.30034 | 2.1536 | 2.4411 | 2.6903 | -2.6506 | -2.2278 | -2.0787 | 0.54775 | 0.30959 | 0.22769 | 0.5 | 0 | -0.5
KEL | 2026 | 2.9601 | 3.2 | 3.5819 | -0.4595 | 0.51981 | 1.199 | 2.3894 | 2.6426 | 2.9872 | -0.80442 | 0.6085 | 1.4337 | 2.0642 | 2.5279 | 2.8929 | -1.6376 | -0.2103 | 0.30034 | 2.134 | 2.4215 | 2.6707 | -2.6498 | -2.227 | -2.0779 | 0.56053 | 0.32238 | 0.24048 | 0.5 | 0 | -0.5
KEL | 2027 | 2.959 | 3.1988 | 3.5808 | -0.4595 | 0.51981 | 1.199 | 2.3862 | 2.6394 | 2.984 | -0.80031 | 0.61261 | 1.4379 | 2.0642 | 2.5279 | 2.8929 | -1.6376 | -0.2103 | 0.30034 | 2.115 | 2.4025 | 2.6518 | -2.6491 | -2.2262 | -2.0771 | 0.56016 | 0.322 | 0.2401 | 0.5 | 0 | -0.5
KEL | 2028 | 2.9599 | 3.1998 | 3.5817 | -0.4595 | 0.51981 | 1.199 | 2.3902 | 2.6433 | 2.988 | -0.7967 | 0.61622 | 1.4415 | 2.0633 | 2.527 | 2.892 | -1.6376 | -0.2103 | 0.30034 | 2.0983 | 2.3858 | 2.635 | -2.6484 | -2.2255 | -2.0764 | 0.54732 | 0.30916 | 0.22726 | 0.5 | 0 | -0.5
KEL | 2029 | 2.961 | 3.2008 | 3.5828 | -0.4595 | 0.51981 | 1.199 | 2.3989 | 2.652 | 2.9967 | -0.79264 | 0.62028 | 1.4455 | 2.0624 | 2.5261 | 2.8911 | -1.6376 | -0.2103 | 0.30034 | 2.0796 | 2.3671 | 2.6163 | -2.6476 | -2.2247 | -2.0757 | 0.53362 | 0.29546 | 0.21356 | 0.5 | 0 | -0.5
KEL | 2030 | 2.9682 | 3.208 | 3.59 | -0.4595 | 0.51981 | 1.199 | 2.4163 | 2.6695 | 3.0141 | -0.78775 | 0.62517 | 1.4504 | 2.0623 | 2.5259 | 2.8909 | -1.6376 | -0.2103 | 0.30034 | 2.057 | 2.3445 | 2.5937 | -2.6467 | -2.2238 | -2.0747 | 0.53005 | 0.29189 | 0.20999 | 0.5 | 0 | -0.5
KEL | 2031 | 2.9796 | 3.2194 | 3.6014 | -0.4595 | 0.51981 | 1.199 | 2.4376 | 2.6907 | 3.0353 | -0.78315 | 0.62977 | 1.455 | 2.0627 | 2.5264 | 2.8914 | -1.6376 | -0.2103 | 0.30034 | 2.0357 | 2.3232 | 2.5724 | -2.6458 | -2.223 | -2.0739 | 0.53682 | 0.29866 | 0.21676 | 0.5 | 0 | -0.5
KEL | 2032 | 2.9883 | 3.2281 | 3.6101 | -0.4595 | 0.51981 | 1.199 | 2.4538 | 2.707 | 3.0516 | -0.78052 | 0.6324 | 1.4577 | 2.0632 | 2.5268 | 2.8918 | -1.6376 | -0.2103 | 0.30034 | 2.0235 | 2.311 | 2.5603 | -2.6453 | -2.2225 | -2.0734 | 0.54351 | 0.30535 | 0.22345 | 0.5 | 0 | -0.5
KEL | 2033 | 3.0069 | 3.2468 | 3.6287 | -0.4595 | 0.51981 | 1.199 | 2.479 | 2.7322 | 3.0768 | -0.78039 | 0.63253 | 1.4578 | 2.0629 | 2.5265 | 2.8915 | -1.6376 | -0.2103 | 0.30034 | 2.0229 | 2.3104 | 2.5597 | -2.6453 | -2.2224 | -2.0733 | 0.53915 | 0.30099 | 0.21909 | 0.5 | 0 | -0.5
KEL | 2034 | 3.0185 | 3.2583 | 3.6403 | -0.4595 | 0.51981 | 1.199 | 2.4987 | 2.7519 | 3.0965 | -0.78163 | 0.63129 | 1.4565 | 2.0618 | 2.5255 | 2.8905 | -1.6376 | -0.2103 | 0.30034 | 2.0287 | 2.3162 | 2.5654 | -2.6455 | -2.2227 | -2.0736 | 0.52324 | 0.28508 | 0.20318 | 0.5 | 0 | -0.5
KMC | 2025 | 17.2735 | 20.6435 | 23.2287 | 0.345 | 0.385 | 0.415 | 16.7456 | 19.9756 | 22.1449 | 0.38398 | 0.41419 | 0.42251 | 1 | 5 | 9 | 0.34 | 0.35 | 0.36 | 6.1381 | 9.7952 | 11.0528 | 0.34 | 0.35 | 0.36 | 10.5853 | 7.86 | 4.9883 | 0.39 | 0.34 | 0.29
KMC | 2026 | 17.2735 | 20.6435 | 23.2287 | 0.345 | 0.385 | 0.415 | 16.7456 | 19.9756 | 22.1449 | 0.38398 | 0.41419 | 0.42251 | 1 | 5 | 9 | 0.34 | 0.35 | 0.36 | 6.1381 | 9.7952 | 11.0528 | 0.34 | 0.35 | 0.36 | 10.5853 | 7.86 | 4.9883 | 0.39 | 0.34 | 0.29
KMC | 2027 | 17.2735 | 20.6435 | 23.2287 | 0.345 | 0.385 | 0.415 | 16.7456 | 19.9756 | 22.1449 | 0.38398 | 0.41419 | 0.42251 | 1 | 5 | 9 | 0.34 | 0.35 | 0.36 | 6.1381 | 9.7952 | 11.0528 | 0.34 | 0.35 | 0.36 | 10.5853 | 7.86 | 4.9883 | 0.39 | 0.34 | 0.29
KMC | 2028 | 17.2735 | 20.6435 | 23.2287 | 0.345 | 0.385 | 0.415 | 16.7456 | 19.9756 | 22.1449 | 0.38398 | 0.41419 | 0.42251 | 1 | 5 | 9 | 0.34 | 0.35 | 0.36 | 6.1381 | 9.7952 | 11.0528 | 0.34 | 0.35 | 0.36 | 10.5853 | 7.86 | 4.9883 | 0.39 | 0.34 | 0.29
KMC | 2029 | 17.2735 | 20.6435 | 23.2287 | 0.345 | 0.385 | 0.415 | 16.7456 | 19.9756 | 22.1449 | 0.38398 | 0.41419 | 0.42251 | 1 | 5 | 9 | 0.34 | 0.35 | 0.36 | 6.1381 | 9.7952 | 11.0528 | 0.34 | 0.35 | 0.36 | 10.5853 | 7.86 | 4.9883 | 0.39 | 0.34 | 0.29
KMC | 2030 | 17.2735 | 20.6435 | 23.2287 | 0.345 | 0.385 | 0.415 | 16.7456 | 19.9756 | 22.1449 | 0.38398 | 0.41419 | 0.42251 | 1 | 5 | 9 | 0.34 | 0.35 | 0.36 | 6.1381 | 9.7952 | 11.0528 | 0.34 | 0.35 | 0.36 | 10.5853 | 7.86 | 4.9883 | 0.39 | 0.34 | 0.29
KMC | 2031 | 17.2735 | 20.6435 | 23.2287 | 0.345 | 0.385 | 0.415 | 16.7456 | 19.9756 | 22.1449 | 0.38398 | 0.41419 | 0.42251 | 1 | 5 | 9 | 0.34 | 0.35 | 0.36 | 6.1381 | 9.7952 | 11.0528 | 0.34 | 0.35 | 0.36 | 10.5853 | 7.86 | 4.9883 | 0.39 | 0.34 | 0.29
KMC | 2032 | 17.2735 | 20.6435 | 23.2287 | 0.345 | 0.385 | 0.415 | 16.7456 | 19.9756 | 22.1449 | 0.38398 | 0.41419 | 0.42251 | 1 | 5 | 9 | 0.34 | 0.35 | 0.36 | 6.1381 | 9.7952 | 11.0528 | 0.34 | 0.35 | 0.36 | 10.5853 | 7.86 | 4.9883 | 0.39 | 0.34 | 0.29
KMC | 2033 | 17.2735 | 20.6435 | 23.2287 | 0.345 | 0.385 | 0.415 | 16.7456 | 19.9756 | 22.1449 | 0.38398 | 0.41419 | 0.42251 | 1 | 5 | 9 | 0.34 | 0.35 | 0.36 | 6.1381 | 9.7952 | 11.0528 | 0.34 | 0.35 | 0.36 | 10.5853 | 7.86 | 4.9883 | 0.39 | 0.34 | 0.29
KMC | 2034 | 17.2735 | 20.6435 | 23.2287 | 0.345 | 0.385 | 0.415 | 16.7456 | 19.9756 | 22.1449 | 0.38398 | 0.41419 | 0.42251 | 1 | 5 | 9 | 0.34 | 0.35 | 0.36 | 6.1381 | 9.7952 | 11.0528 | 0.34 | 0.35 | 0.36 | 10.5853 | 7.86 | 4.9883 | 0.39 | 0.34 | 0.29
KMM | 2025 | 9.6114 | 10.1276 | 10.6673 | 5.0394 | 5.4358 | 5.7538 | 9.8573 | 10.2113 | 10.4866 | 5.1499 | 5.4402 | 5.6895 | 2.1702 | 6.8882 | 8.3701 | 1.9415 | 4.2905 | 5.0329 | 7.8973 | 8.5362 | 9.0906 | 3.8629 | 4.6713 | 5.3034 | 8.2395 | 6.9563 | 6.5733 | 4.6 | 3.4 | 3.15
KMM | 2026 | 9.6114 | 10.1276 | 10.6673 | 5.0394 | 5.4358 | 5.7538 | 9.8573 | 10.2113 | 10.4866 | 5.1499 | 5.4402 | 5.6895 | 2.1702 | 6.8882 | 8.3701 | 1.9415 | 4.2905 | 5.0329 | 7.9286 | 8.5675 | 9.1218 | 3.8614 | 4.6697 | 5.3019 | 8.2395 | 6.9563 | 6.5733 | 4.6 | 3.4 | 3.15
KMM | 2027 | 9.6114 | 10.1276 | 10.6673 | 5.0394 | 5.4358 | 5.7538 | 9.8573 | 10.2113 | 10.4866 | 5.1499 | 5.4402 | 5.6895 | 2.1702 | 6.8882 | 8.3701 | 1.9415 | 4.2905 | 5.0329 | 7.8987 | 8.5376 | 9.092 | 3.8628 | 4.6712 | 5.3034 | 8.2395 | 6.9563 | 6.5733 | 4.6 | 3.4 | 3.15
KMM | 2028 | 9.6114 | 10.1276 | 10.6673 | 5.0394 | 5.4358 | 5.7538 | 9.8573 | 10.2113 | 10.4866 | 5.1499 | 5.4402 | 5.6895 | 2.1702 | 6.8882 | 8.3701 | 1.9415 | 4.2905 | 5.0329 | 7.8309 | 8.4698 | 9.0242 | 3.8662 | 4.6745 | 5.3067 | 8.2395 | 6.9563 | 6.5733 | 4.6 | 3.4 | 3.15
KMM | 2029 | 9.6114 | 10.1276 | 10.6673 | 5.0394 | 5.4358 | 5.7538 | 9.8573 | 10.2113 | 10.4866 | 5.1499 | 5.4402 | 5.6895 | 2.1702 | 6.8882 | 8.3701 | 1.9415 | 4.2905 | 5.0329 | 7.7744 | 8.4132 | 8.9676 | 3.869 | 4.6773 | 5.3095 | 8.2395 | 6.9563 | 6.5733 | 4.6 | 3.4 | 3.15
KMM | 2030 | 9.6114 | 10.1276 | 10.6673 | 5.0394 | 5.4358 | 5.7538 | 9.8573 | 10.2113 | 10.4866 | 5.1499 | 5.4402 | 5.6895 | 2.1702 | 6.8882 | 8.3701 | 1.9415 | 4.2905 | 5.0329 | 7.7558 | 8.3947 | 8.9491 | 3.8699 | 4.6782 | 5.3104 | 8.2395 | 6.9563 | 6.5733 | 4.6 | 3.4 | 3.15
KMM | 2031 | 9.6114 | 10.1276 | 10.6673 | 5.0394 | 5.4358 | 5.7538 | 9.8573 | 10.2113 | 10.4866 | 5.1499 | 5.4402 | 5.6895 | 2.1702 | 6.8882 | 8.3701 | 1.9415 | 4.2905 | 5.0329 | 7.7614 | 8.4003 | 8.9547 | 3.8696 | 4.678 | 5.3101 | 8.2395 | 6.9563 | 6.5733 | 4.6 | 3.4 | 3.15
KMM | 2032 | 9.6114 | 10.1276 | 10.6673 | 5.0394 | 5.4358 | 5.7538 | 9.8573 | 10.2113 | 10.4866 | 5.1499 | 5.4402 | 5.6895 | 2.1702 | 6.8882 | 8.3701 | 1.9415 | 4.2905 | 5.0329 | 7.7554 | 8.3942 | 8.9486 | 3.8699 | 4.6783 | 5.3104 | 8.2395 | 6.9563 | 6.5733 | 4.6 | 3.4 | 3.15
KMM | 2033 | 9.6114 | 10.1276 | 10.6673 | 5.0394 | 5.4358 | 5.7538 | 9.8573 | 10.2113 | 10.4866 | 5.1499 | 5.4402 | 5.6895 | 2.1702 | 6.8882 | 8.3701 | 1.9415 | 4.2905 | 5.0329 | 7.7177 | 8.3566 | 8.9109 | 3.8718 | 4.6801 | 5.3123 | 8.2395 | 6.9563 | 6.5733 | 4.6 | 3.4 | 3.15
KMM | 2034 | 9.6114 | 10.1276 | 10.6673 | 5.0394 | 5.4358 | 5.7538 | 9.8573 | 10.2113 | 10.4866 | 5.1499 | 5.4402 | 5.6895 | 2.1702 | 6.8882 | 8.3701 | 1.9415 | 4.2905 | 5.0329 | 7.6595 | 8.2983 | 8.8527 | 3.8746 | 4.683 | 5.3151 | 8.2395 | 6.9563 | 6.5733 | 4.6 | 3.4 | 3.15
KOJ | 2025 | 2.4501 | 2.9457 | 4.3617 | 0.41015 | 0.85642 | 1.2647 | 2.8206 | 3.2299 | 4.1103 | 0.60093 | 0.91837 | 1.6527 | 1.6403 | 2.0384 | 2.3498 | -0.22447 | 0.013213 | 0.13288 | 2.4034 | 2.4673 | 2.5877 | 0.12012 | 0.15769 | 0.1938 | 1.492 | 0.8129 | 0.59091 | 0.38 | 0.35 | 0.28
KOJ | 2026 | 2.4305 | 2.9261 | 4.3421 | 0.40302 | 0.84929 | 1.2575 | 2.8233 | 3.2326 | 4.113 | 0.62859 | 0.94603 | 1.6803 | 1.6305 | 2.0285 | 2.34 | -0.22733 | 0.010346 | 0.13001 | 2.3802 | 2.4441 | 2.5645 | 0.13817 | 0.17574 | 0.21185 | 1.492 | 0.8129 | 0.59091 | 0.38 | 0.35 | 0.28
KOJ | 2027 | 2.4562 | 2.9517 | 4.3677 | 0.41032 | 0.8566 | 1.2648 | 2.8483 | 3.2576 | 4.138 | 0.64211 | 0.95955 | 1.6938 | 1.6406 | 2.0386 | 2.3501 | -0.22458 | 0.013104 | 0.13277 | 2.4179 | 2.4819 | 2.6022 | 0.16022 | 0.19779 | 0.2339 | 1.492 | 0.8129 | 0.59091 | 0.38 | 0.35 | 0.28
KOJ | 2028 | 2.5265 | 3.022 | 4.438 | 0.43052 | 0.8768 | 1.285 | 2.8958 | 3.3051 | 4.1855 | 0.64851 | 0.96594 | 1.7002 | 1.6685 | 2.0666 | 2.3781 | -0.21684 | 0.020836 | 0.1405 | 2.4824 | 2.5464 | 2.6667 | 0.18447 | 0.22205 | 0.25816 | 1.492 | 0.8129 | 0.59091 | 0.38 | 0.35 | 0.28
KOJ | 2029 | 2.5967 | 3.0923 | 4.5083 | 0.44939 | 0.89566 | 1.3039 | 2.9331 | 3.3424 | 4.2228 | 0.66121 | 0.97865 | 1.7129 | 1.6947 | 2.0928 | 2.4042 | -0.2096 | 0.02808 | 0.14774 | 2.5194 | 2.5833 | 2.7037 | 0.20663 | 0.24421 | 0.28032 | 1.492 | 0.8129 | 0.59091 | 0.38 | 0.35 | 0.28
KOJ | 2030 | 2.6403 | 3.1358 | 4.5518 | 0.45489 | 0.90116 | 1.3094 | 2.9521 | 3.3614 | 4.2418 | 0.68526 | 1.0027 | 1.737 | 1.7023 | 2.1004 | 2.4118 | -0.20745 | 0.030232 | 0.1499 | 2.5108 | 2.5747 | 2.6951 | 0.22544 | 0.26301 | 0.29912 | 1.492 | 0.8129 | 0.59091 | 0.38 | 0.35 | 0.28
KOJ | 2031 | 2.6598 | 3.1553 | 4.5713 | 0.44956 | 0.89584 | 1.3041 | 2.9665 | 3.3758 | 4.2562 | 0.71246 | 1.0299 | 1.7642 | 1.6949 | 2.093 | 2.4044 | -0.20944 | 0.028244 | 0.14791 | 2.4894 | 2.5533 | 2.6737 | 0.24406 | 0.28163 | 0.31774 | 1.492 | 0.8129 | 0.59091 | 0.38 | 0.35 | 0.28
KOJ | 2032 | 2.6815 | 3.177 | 4.593 | 0.4481 | 0.89437 | 1.3026 | 2.9983 | 3.4076 | 4.288 | 0.72949 | 1.0469 | 1.7812 | 1.6929 | 2.091 | 2.4024 | -0.21 | 0.027683 | 0.14735 | 2.5064 | 2.5704 | 2.6907 | 0.2673 | 0.30487 | 0.34098 | 1.492 | 0.8129 | 0.59091 | 0.38 | 0.35 | 0.28
KOJ | 2033 | 2.7521 | 3.2477 | 4.6637 | 0.4631 | 0.90938 | 1.3176 | 3.079 | 3.4883 | 4.3687 | 0.73094 | 1.0484 | 1.7827 | 1.7137 | 2.1118 | 2.4232 | -0.20434 | 0.03334 | 0.153 | 2.5819 | 2.6458 | 2.7662 | 0.2966 | 0.33418 | 0.37029 | 1.492 | 0.8129 | 0.59091 | 0.38 | 0.35 | 0.28
KOJ | 2034 | 2.8488 | 3.3443 | 4.7603 | 0.49368 | 0.93996 | 1.3482 | 3.1746 | 3.5839 | 4.4643 | 0.72344 | 1.0409 | 1.7752 | 1.756 | 2.1541 | 2.4655 | -0.19279 | 0.04489 | 0.16455 | 2.6911 | 2.755 | 2.8754 | 0.32931 | 0.36688 | 0.40299 | 1.492 | 0.8129 | 0.59091 | 0.38 | 0.35 | 0.28
KRA | 2025 | 70.4326 | 96.5023 | 123.3852 | -9.4251 | 5.2884 | 21.2623 | 74.1528 | 74.8907 | 75.8904 | -0.7303 | 21.5967 | 40.8359 | 45.4058 | 67.5383 | 104.1638 | -51.8354 | -40.4009 | -36.1034 | 45 | 60 | 74 | -42.0439 | -39.6672 | -34.5866 | 66.0047 | 22.6631 | -1.3769 | 5 | -30 | -46
KRA | 2026 | 70.4326 | 96.5023 | 123.3852 | -9.6839 | 5.0297 | 21.0036 | 74.1528 | 74.8907 | 75.8904 | -0.4798 | 21.8472 | 41.0864 | 45.4058 | 67.5383 | 104.1638 | -51.8354 | -40.4009 | -36.1034 | 45 | 60 | 74 | -42.0439 | -39.6672 | -34.5866 | 66.032 | 22.6904 | -1.3496 | 5 | -30 | -46
KRA | 2027 | 70.4326 | 96.5023 | 123.3852 | -9.8541 | 4.8594 | 20.8334 | 74.1528 | 74.8907 | 75.8904 | -0.30875 | 22.0183 | 41.2575 | 45.4058 | 67.5383 | 104.1638 | -51.8354 | -40.4009 | -36.1034 | 45 | 60 | 74 | -42.0439 | -39.6672 | -34.5866 | 66.0582 | 22.7167 | -1.3234 | 5 | -30 | -46
KRA | 2028 | 70.4326 | 96.5023 | 123.3852 | -9.6099 | 5.1036 | 21.0776 | 74.1528 | 74.8907 | 75.8904 | -0.3768 | 21.9502 | 41.1894 | 45.4058 | 67.5383 | 104.1638 | -51.8354 | -40.4009 | -36.1034 | 45 | 60 | 74 | -42.0439 | -39.6672 | -34.5866 | 66.0391 | 22.6975 | -1.3426 | 5 | -30 | -46
KRA | 2029 | 70.4326 | 96.5023 | 123.3852 | -9.0283 | 5.6852 | 21.6592 | 74.1528 | 74.8907 | 75.8904 | -0.52777 | 21.7993 | 41.0385 | 45.4058 | 67.5383 | 104.1638 | -51.8354 | -40.4009 | -36.1034 | 45 | 60 | 74 | -42.0439 | -39.6672 | -34.5866 | 65.9821 | 22.6405 | -1.3996 | 5 | -30 | -46
KRA | 2030 | 70.4326 | 96.5023 | 123.3852 | -8.5234 | 6.1901 | 22.164 | 74.1528 | 74.8907 | 75.8904 | -0.51214 | 21.8149 | 41.0541 | 45.4058 | 67.5383 | 104.1638 | -51.8354 | -40.4009 | -36.1034 | 45 | 60 | 74 | -42.0439 | -39.6672 | -34.5866 | 65.9366 | 22.5951 | -1.445 | 5 | -30 | -46
KRA | 2031 | 70.4326 | 96.5023 | 123.3852 | -8.3681 | 6.3454 | 22.3193 | 74.1528 | 74.8907 | 75.8904 | -0.31697 | 22.01 | 41.2493 | 45.4058 | 67.5383 | 104.1638 | -51.8354 | -40.4009 | -36.1034 | 45 | 60 | 74 | -42.0439 | -39.6672 | -34.5866 | 65.9324 | 22.5908 | -1.4493 | 5 | -30 | -46
KRA | 2032 | 70.4326 | 96.5023 | 123.3852 | -8.4105 | 6.303 | 22.2769 | 74.1528 | 74.8907 | 75.8904 | -0.16361 | 22.1634 | 41.4026 | 45.4058 | 67.5383 | 104.1638 | -51.8354 | -40.4009 | -36.1034 | 45 | 60 | 74 | -42.0439 | -39.6672 | -34.5866 | 65.9495 | 22.6079 | -1.4322 | 5 | -30 | -46
KRA | 2033 | 70.4326 | 96.5023 | 123.3852 | -8.2883 | 6.4252 | 22.3992 | 74.1528 | 74.8907 | 75.8904 | -0.22227 | 22.1048 | 41.344 | 45.4058 | 67.5383 | 104.1638 | -51.8354 | -40.4009 | -36.1034 | 45 | 60 | 74 | -42.0439 | -39.6672 | -34.5866 | 65.945 | 22.6035 | -1.4366 | 5 | -30 | -46
KRA | 2034 | 70.4326 | 96.5023 | 123.3852 | -7.8793 | 6.8342 | 22.8081 | 74.1528 | 74.8907 | 75.8904 | -0.42981 | 21.8972 | 41.1364 | 45.4058 | 67.5383 | 104.1638 | -51.8354 | -40.4009 | -36.1034 | 45 | 60 | 74 | -42.0439 | -39.6672 | -34.5866 | 65.9032 | 22.5616 | -1.4785 | 5 | -30 | -46
LDE | 2025 | 70.3716 | 76.4592 | 85.4051 | 7.2725 | 9.2347 | 11.9853 | 51.2379 | 57.7376 | 66.4543 | -0.6461 | 0.09215 | 1.008 | 59.6463 | 72.1674 | 80.3754 | 6.8299 | 8.7841 | 10.9396 | 49.2587 | 52.964 | 60.696 | -1.5413 | -0.31 | 0.13978 | -23.1692 | -24.6028 | -25.7189 | -1.5 | -4 | -6
LDE | 2026 | 71.1684 | 77.256 | 86.2019 | 7.0927 | 9.0549 | 11.8055 | 52.4347 | 58.9343 | 67.651 | -0.84505 | -0.1068 | 0.80905 | 59.6422 | 72.1634 | 80.3714 | 6.8415 | 8.7956 | 10.9511 | 49.2864 | 52.9917 | 60.7237 | -1.7228 | -0.49154 | -0.041757 | -27.841 | -29.2746 | -30.3907 | -1.5 | -4 | -6
LDE | 2027 | 72.3807 | 78.4683 | 87.4142 | 6.5721 | 8.5343 | 11.2849 | 53.6314 | 60.1311 | 68.8478 | -1.5676 | -0.82938 | 0.086479 | 59.8751 | 72.3962 | 80.6043 | 6.174 | 8.1282 | 10.2837 | 49.3868 | 53.0921 | 60.8241 | -2.3821 | -1.1509 | -0.70109 | -33.2417 | -34.6753 | -35.7914 | -1.5 | -4 | -6
LDE | 2028 | 74.3492 | 80.4368 | 89.3827 | 5.8232 | 7.7853 | 10.5359 | 55.3472 | 61.8468 | 70.5635 | -2.4563 | -1.7181 | -0.80222 | 60.2582 | 72.7793 | 80.9873 | 5.0763 | 7.0305 | 9.1859 | 49.5104 | 53.2157 | 60.9477 | -3.193 | -1.9618 | -1.512 | -39.029 | -40.4626 | -41.5787 | -1.5 | -4 | -6
LDE | 2029 | 76.2439 | 82.3315 | 91.2774 | 5.083 | 7.0452 | 9.7958 | 57.0629 | 63.5626 | 72.2792 | -3.0952 | -2.3569 | -1.4411 | 60.622 | 73.1431 | 81.3511 | 4.0337 | 5.9879 | 8.1434 | 49.5992 | 53.3045 | 61.0365 | -3.776 | -2.5447 | -2.0949 | -44.7764 | -46.21 | -47.3261 | -1.5 | -4 | -6
LDE | 2030 | 77.8663 | 83.9539 | 92.8998 | 4.5275 | 6.4897 | 9.2403 | 58.7786 | 65.2783 | 73.995 | -3.3695 | -2.6312 | -1.7154 | 60.8476 | 73.3687 | 81.5767 | 3.3872 | 5.3414 | 7.4969 | 49.6373 | 53.3426 | 61.0747 | -4.0263 | -2.795 | -2.3452 | -50.1875 | -51.6211 | -52.7371 | -1.5 | -4 | -6
LDE | 2031 | 79.2656 | 85.3532 | 94.299 | 4.128 | 6.0902 | 8.8408 | 60.4944 | 66.994 | 75.7107 | -3.5064 | -2.7682 | -1.8523 | 60.9579 | 73.479 | 81.687 | 3.0712 | 5.0253 | 7.1808 | 49.6564 | 53.3617 | 61.0937 | -4.1513 | -2.92 | -2.4702 | -55.3298 | -56.7634 | -57.8795 | -1.5 | -4 | -6
LDE | 2032 | 80.6623 | 86.7499 | 95.6957 | 3.7034 | 5.6655 | 8.4162 | 62.2101 | 68.7098 | 77.4265 | -3.848 | -3.1097 | -2.1939 | 61.0787 | 73.5998 | 81.8079 | 2.7249 | 4.6791 | 6.8345 | 49.7039 | 53.4092 | 61.1412 | -4.4629 | -3.2316 | -2.7818 | -60.4855 | -61.9191 | -63.0352 | -1.5 | -4 | -6
LDE | 2033 | 83.1175 | 89.2051 | 98.151 | 3.0937 | 5.0558 | 7.8064 | 64.8 | 71.2996 | 80.0163 | -4.5341 | -3.7958 | -2.88 | 61.3196 | 73.8407 | 82.0488 | 2.0345 | 3.9887 | 6.1441 | 49.7993 | 53.5046 | 61.2366 | -5.089 | -3.8577 | -3.4079 | -65.9282 | -67.3618 | -68.4779 | -1.5 | -4 | -6
LDE | 2034 | 85.7649 | 91.8525 | 100.7984 | 2.3037 | 4.2658 | 7.0164 | 67.3898 | 73.8894 | 82.6061 | -5.425 | -4.6868 | -3.7709 | 61.6801 | 74.2012 | 82.4093 | 1.0014 | 2.9556 | 5.1111 | 49.9231 | 53.6284 | 61.3604 | -5.9019 | -4.6706 | -4.2209 | -71.6312 | -73.0648 | -74.1808 | -1.5 | -4 | -6
MA | 2025 | 30.4972 | 34.1886 | 37.8522 | 0.23912 | 1.19 | 2.6469 | 26.9583 | 30.9068 | 33.5391 | 0.56361 | 1.3705 | 2.2751 | 23.2577 | 28.7722 | 34.7475 | -4.4346 | -2.3836 | -1.8411 | 18.3014 | 28.834 | 32.0649 | -1.1747 | -0.80648 | -0.54713 | 3.5796 | 0.4674 | -1.6545 | 0.8 | 0.7 | 0.46
MA | 2026 | 30.838 | 34.5294 | 38.1931 | 0.48081 | 1.4317 | 2.8886 | 27.4348 | 31.3833 | 34.0156 | 0.79829 | 1.6052 | 2.5098 | 23.2577 | 28.7722 | 34.7475 | -4.1829 | -2.1318 | -1.5894 | 18.3026 | 28.8351 | 32.0661 | -0.93445 | -0.56621 | -0.30686 | 2.8214 | -0.29079 | -2.4127 | 0.8 | 0.7 | 0.46
MA | 2027 | 31.386 | 35.0774 | 38.741 | 0.35337 | 1.3043 | 2.7612 | 27.9113 | 31.8597 | 34.4921 | 0.87885 | 1.6858 | 2.5903 | 23.2577 | 28.7722 | 34.7475 | -4.1433 | -2.0923 | -1.5499 | 18.3266 | 28.8591 | 32.0901 | -0.7534 | -0.38516 | -0.12581 | 2.4655 | -0.64669 | -2.7686 | 0.8 | 0.7 | 0.46
MA | 2028 | 32.3092 | 36.0006 | 39.6642 | 0.014602 | 0.96553 | 2.4224 | 28.6444 | 32.5928 | 35.2252 | 0.90874 | 1.7157 | 2.6202 | 23.2577 | 28.7722 | 34.7475 | -4.2954 | -2.2444 | -1.7019 | 18.3613 | 28.8938 | 32.1248 | -0.59166 | -0.22342 | 0.035935 | 2.3646 | -0.74765 | -2.8695 | 0.8 | 0.7 | 0.46
MA | 2029 | 33.1846 | 36.876 | 40.5397 | -0.23913 | 0.7118 | 2.1687 | 29.3775 | 33.3259 | 35.9583 | 1.0357 | 1.8427 | 2.7472 | 23.2577 | 28.7722 | 34.7475 | -4.465 | -2.414 | -1.8716 | 18.387 | 28.9196 | 32.1505 | -0.39114 | -0.022896 | 0.23646 | 2.176 | -0.93622 | -3.0581 | 0.8 | 0.7 | 0.46
MA | 2030 | 33.9068 | 37.5982 | 41.2618 | -0.2196 | 0.73132 | 2.1882 | 30.1106 | 34.059 | 36.6914 | 1.2934 | 2.1003 | 3.0049 | 23.2577 | 28.7722 | 34.7475 | -4.4918 | -2.4407 | -1.8983 | 18.3959 | 28.9284 | 32.1594 | -0.13834 | 0.2299 | 0.48926 | 1.6597 | -1.4525 | -3.5744 | 0.8 | 0.7 | 0.46
MA | 2031 | 34.5114 | 38.2028 | 41.8664 | 0.0093739 | 0.9603 | 2.4172 | 30.8437 | 34.7921 | 37.4245 | 1.5676 | 2.3745 | 3.279 | 23.2577 | 28.7722 | 34.7475 | -4.3737 | -2.3227 | -1.7802 | 18.3968 | 28.9293 | 32.1603 | 0.11959 | 0.48783 | 0.74719 | 0.89117 | -2.2211 | -4.3429 | 0.8 | 0.7 | 0.46
MA | 2032 | 35.132 | 38.8234 | 42.4871 | 0.20983 | 1.1608 | 2.6176 | 31.5768 | 35.5252 | 38.1576 | 1.7005 | 2.5074 | 3.412 | 23.2577 | 28.7722 | 34.7475 | -4.2539 | -2.2028 | -1.6604 | 18.4064 | 28.9389 | 32.1699 | 0.31828 | 0.68653 | 0.94588 | 0.2116 | -2.9006 | -5.0225 | 0.8 | 0.7 | 0.46
MA | 2033 | 36.2635 | 39.9549 | 43.6185 | 0.1855 | 1.1364 | 2.5933 | 32.6946 | 36.643 | 39.2753 | 1.6374 | 2.4444 | 3.3489 | 23.2577 | 28.7722 | 34.7475 | -4.2733 | -2.2222 | -1.6798 | 18.4324 | 28.965 | 32.1959 | 0.43488 | 0.80312 | 1.0625 | -0.071733 | -3.184 | -5.3058 | 0.8 | 0.7 | 0.46
MA | 2034 | 37.5197 | 41.2111 | 44.8747 | -0.061228 | 0.8897 | 2.3466 | 33.8123 | 37.7608 | 40.3931 | 1.464 | 2.2709 | 3.1755 | 23.2577 | 28.7722 | 34.7475 | -4.4413 | -2.3903 | -1.8479 | 18.4685 | 29.0011 | 32.232 | 0.50569 | 0.87393 | 1.1333 | 0.021553 | -3.0907 | -5.2126 | 0.8 | 0.7 | 0.46
MBR | 2025 | 6.3032 | 6.7858 | 7.8406 | -0.88206 | -0.61327 | -0.21971 | 6.6889 | 7.4905 | 7.9998 | -1.4886 | -1.2021 | -1.1212 | 4.2629 | 5.3809 | 6.241 | -1.8914 | -1.022 | -0.63576 | 6.5157 | 7.141 | 7.7442 | -1.7968 | -1.5321 | -1.3292 | 1.8088 | 1.2878 | 1.1226 | -1.4 | -1.58 | -1.75
MBR | 2026 | 6.2497 | 6.7323 | 7.7871 | -1.0888 | -0.81996 | -0.42641 | 6.6993 | 7.501 | 8.0102 | -1.5084 | -1.2218 | -1.1409 | 4.2733 | 5.3913 | 6.2514 | -1.9009 | -1.0315 | -0.64528 | 6.5344 | 7.1596 | 7.7628 | -1.8458 | -1.581 | -1.3782 | 1.5338 | 1.0128 | 0.84758 | -1.4 | -1.58 | -1.75
MBR | 2027 | 6.2427 | 6.7253 | 7.7801 | -1.1709 | -0.9021 | -0.50855 | 6.71 | 7.5116 | 8.0208 | -1.5388 | -1.2523 | -1.1714 | 4.2907 | 5.4087 | 6.2688 | -1.9167 | -1.0473 | -0.66108 | 6.5631 | 7.1883 | 7.7915 | -1.8668 | -1.6021 | -1.3992 | 1.3338 | 0.81285 | 0.64763 | -1.4 | -1.58 | -1.75
MBR | 2028 | 6.3346 | 6.8172 | 7.872 | -1.1388 | -0.87001 | -0.47646 | 6.7775 | 7.5792 | 8.0884 | -1.574 | -1.2874 | -1.2065 | 4.3134 | 5.4314 | 6.2915 | -1.9374 | -1.0679 | -0.6817 | 6.5962 | 7.2214 | 7.8246 | -1.8711 | -1.6064 | -1.4035 | 1.204 | 0.683 | 0.51778 | -1.4 | -1.58 | -1.75
MBR | 2029 | 6.4313 | 6.9139 | 7.9688 | -1.0925 | -0.82366 | -0.43011 | 6.845 | 7.6466 | 8.1559 | -1.6051 | -1.3185 | -1.2376 | 4.3362 | 5.4542 | 6.3143 | -1.9581 | -1.0886 | -0.70241 | 6.6255 | 7.2508 | 7.854 | -1.8819 | -1.6171 | -1.4143 | 1.0871 | 0.56612 | 0.4009 | -1.4 | -1.58 | -1.75
MBR | 2030 | 6.4993 | 6.9819 | 8.0367 | -1.1231 | -0.85428 | -0.46073 | 6.9123 | 7.714 | 8.2232 | -1.6289 | -1.3424 | -1.2615 | 4.3547 | 5.4727 | 6.3328 | -1.9749 | -1.1054 | -0.71921 | 6.648 | 7.2732 | 7.8764 | -1.9099 | -1.6452 | -1.4423 | 0.92781 | 0.40682 | 0.2416 | -1.4 | -1.58 | -1.75
MBR | 2031 | 6.5383 | 7.0209 | 8.0757 | -1.2318 | -0.96303 | -0.56948 | 6.9796 | 7.7812 | 8.2904 | -1.6494 | -1.3629 | -1.282 | 4.3692 | 5.4872 | 6.3473 | -1.988 | -1.1186 | -0.73236 | 6.6673 | 7.2926 | 7.8958 | -1.9451 | -1.6803 | -1.4775 | 0.72104 | 0.20004 | 0.034823 | -1.4 | -1.58 | -1.75
MBR | 2032 | 6.578 | 7.0607 | 8.1155 | -1.3384 | -1.0696 | -0.6761 | 7.0469 | 7.8485 | 8.3578 | -1.6736 | -1.387 | -1.3061 | 4.3837 | 5.5017 | 6.3618 | -2.0012 | -1.1317 | -0.74554 | 6.6901 | 7.3153 | 7.9185 | -1.9677 | -1.703 | -1.5001 | 0.51554 | -0.0054525 | -0.17067 | -1.4 | -1.58 | -1.75
MBR | 2033 | 6.7216 | 7.2042 | 8.259 | -1.3654 | -1.0966 | -0.70302 | 7.1888 | 7.9904 | 8.4997 | -1.7044 | -1.4178 | -1.3369 | 4.4021 | 5.52 | 6.3801 | -2.0178 | -1.1484 | -0.76218 | 6.7191 | 7.3443 | 7.9476 | -1.9686 | -1.7039 | -1.501 | 0.36353 | -0.15747 | -0.32269 | -1.4 | -1.58 | -1.75
MBR | 2034 | 6.8959 | 7.3785 | 8.4333 | -1.3089 | -1.0401 | -0.64654 | 7.3308 | 8.1324 | 8.6417 | -1.7392 | -1.4527 | -1.3718 | 4.4243 | 5.5422 | 6.4024 | -2.038 | -1.1686 | -0.78235 | 6.7519 | 7.3772 | 7.9804 | -1.9565 | -1.6918 | -1.4889 | 0.26775 | -0.25325 | -0.41847 | -1.4 | -1.58 | -1.75
MCE | 2025 | 46.5667 | 49.0584 | 52.5337 | 10.4454 | 11.2387 | 12.18 | 34.7219 | 36.4704 | 38.9677 | 5.8122 | 7.5999 | 8.2353 | 38.3307 | 41.3876 | 47.4444 | 7.1441 | 8.2053 | 9.9658 | 30.2215 | 31.9513 | 35.4735 | 3.1858 | 4.7114 | 5.5031 | 19.6922 | 17.0203 | 15.6268 | 4.9351 | 2.276 | 0.60848
MCE | 2026 | 47.2343 | 49.7259 | 53.2012 | 10.1049 | 10.8983 | 11.8395 | 35.1191 | 36.8675 | 39.3649 | 5.8143 | 7.602 | 8.2374 | 38.5644 | 41.6213 | 47.6781 | 6.7852 | 7.8464 | 9.607 | 30.3913 | 32.1211 | 35.6433 | 3.0958 | 4.6214 | 5.4131 | 19.7176 | 17.0457 | 15.6522 | 4.9351 | 2.276 | 0.60848
MCE | 2027 | 47.6439 | 50.1356 | 53.6108 | 9.6951 | 10.4885 | 11.4297 | 35.1687 | 36.9171 | 39.4145 | 5.8314 | 7.6191 | 8.2545 | 38.6447 | 41.7015 | 47.7584 | 6.4262 | 7.4874 | 9.2479 | 30.2409 | 31.9708 | 35.493 | 3.0475 | 4.5731 | 5.3648 | 19.6564 | 16.9845 | 15.591 | 4.9351 | 2.276 | 0.60848
MCE | 2028 | 47.7201 | 50.2118 | 53.687 | 9.2885 | 10.0819 | 11.0231 | 35.0604 | 36.8088 | 39.3062 | 5.8558 | 7.6436 | 8.2789 | 38.5211 | 41.578 | 47.6348 | 6.1941 | 7.2553 | 9.0158 | 29.9122 | 31.642 | 35.1642 | 3.0519 | 4.5776 | 5.3692 | 19.514 | 16.8421 | 15.4486 | 4.9351 | 2.276 | 0.60848
MCE | 2029 | 47.7236 | 50.2153 | 53.6906 | 8.9144 | 9.7078 | 10.649 | 35.0778 | 36.8262 | 39.3236 | 5.8751 | 7.6628 | 8.2982 | 38.3544 | 41.4113 | 47.4681 | 6.0482 | 7.1094 | 8.8699 | 29.6908 | 31.4206 | 34.9428 | 3.0526 | 4.5782 | 5.3699 | 19.3575 | 16.6857 | 15.2922 | 4.9351 | 2.276 | 0.60848
MCE | 2030 | 47.9684 | 50.4601 | 53.9353 | 8.5545 | 9.3479 | 10.2891 | 35.3449 | 37.0933 | 39.5907 | 5.8835 | 7.6713 | 8.3067 | 38.3313 | 41.3881 | 47.445 | 5.8597 | 6.9209 | 8.6815 | 29.7141 | 31.4439 | 34.9661 | 3.0039 | 4.5295 | 5.3212 | 19.2569 | 16.585 | 15.1915 | 4.9351 | 2.276 | 0.60848
MCE | 2031 | 48.4921 | 50.9838 | 54.459 | 8.1688 | 8.9621 | 9.9034 | 35.74 | 37.4884 | 39.9858 | 5.8859 | 7.6736 | 8.309 | 38.4742 | 41.5311 | 47.5879 | 5.5482 | 6.6094 | 8.3699 | 29.8688 | 31.5987 | 35.1209 | 2.9219 | 4.4476 | 5.2392 | 19.2219 | 16.55 | 15.1565 | 4.9351 | 2.276 | 0.60848
MCE | 2032 | 49.0384 | 51.5301 | 55.0054 | 7.7339 | 8.5273 | 9.4685 | 36.0294 | 37.7778 | 40.2752 | 5.8918 | 7.6795 | 8.3149 | 38.6307 | 41.6876 | 47.7444 | 5.143 | 6.2042 | 7.9647 | 29.9172 | 31.647 | 35.1692 | 2.8647 | 4.3903 | 5.182 | 19.1987 | 16.5268 | 15.1334 | 4.9351 | 2.276 | 0.60848
MCE | 2033 | 49.5392 | 52.0309 | 55.5061 | 7.2516 | 8.0449 | 8.9862 | 36.3029 | 38.0513 | 40.5486 | 5.9062 | 7.6939 | 8.3293 | 38.6372 | 41.6941 | 47.7509 | 4.7228 | 5.784 | 7.5446 | 29.7367 | 31.4665 | 34.9887 | 2.8659 | 4.3915 | 5.1832 | 19.1244 | 16.4525 | 15.059 | 4.9351 | 2.276 | 0.60848
MCE | 2034 | 49.76 | 52.2517 | 55.7269 | 6.7431 | 7.5365 | 8.4777 | 36.4367 | 38.1851 | 40.6825 | 5.9261 | 7.7139 | 8.3493 | 38.4771 | 41.534 | 47.5908 | 4.3312 | 5.3924 | 7.1529 | 29.4121 | 31.1419 | 34.6641 | 2.9042 | 4.4299 | 5.2215 | 18.9914 | 16.3195 | 14.926 | 4.9351 | 2.276 | 0.60848
MDN | 2025 | 19.6773 | 27.0724 | 29.7532 | 2.7582 | 4.1012 | 5.4787 | 19.9719 | 22.3557 | 25.1116 | 1.0776 | 1.5453 | 2.2793 | 18.8222 | 22.3946 | 24.1901 | 2.5425 | 3.1842 | 3.4377 | 17.8271 | 19.9584 | 22.236 | -0.37413 | 0.18692 | 0.56218 | -1.4341 | -2.6453 | -4.7574 | 1.0988 | -0.31072 | -0.65838
MDN | 2026 | 19.783 | 27.1781 | 29.8589 | 2.8941 | 4.2371 | 5.6146 | 20.0974 | 22.4813 | 25.2371 | 1.1573 | 1.625 | 2.3591 | 18.5004 | 22.0728 | 23.8683 | 2.6449 | 3.2866 | 3.5401 | 17.8271 | 19.9584 | 22.236 | -0.31638 | 0.24467 | 0.61993 | -2.3513 | -3.5625 | -5.6745 | 1.0146 | -0.39492 | -0.74258
MDN | 2027 | 20.141 | 27.5361 | 30.2169 | 2.8376 | 4.1806 | 5.5581 | 20.4555 | 22.8393 | 25.5952 | 1.022 | 1.4897 | 2.2237 | 18.6342 | 22.2065 | 24.002 | 2.6024 | 3.244 | 3.4975 | 17.8271 | 19.9584 | 22.236 | -0.34341 | 0.21764 | 0.59289 | -3.455 | -4.6662 | -6.7783 | 0.91324 | -0.49624 | -0.8439
MDN | 2028 | 20.8899 | 28.285 | 30.9658 | 2.6233 | 3.9663 | 5.3438 | 21.0859 | 23.4698 | 26.2256 | 0.80198 | 1.2697 | 2.0037 | 19.1414 | 22.7137 | 24.5092 | 2.4409 | 3.0826 | 3.3361 | 17.8271 | 19.9584 | 22.236 | -0.40264 | 0.1584 | 0.53366 | -4.6486 | -5.8598 | -7.9719 | 0.80367 | -0.60582 | -0.95347
MDN | 2029 | 21.6257 | 29.0208 | 31.7017 | 2.419 | 3.762 | 5.1395 | 21.5661 | 23.9499 | 26.7058 | 0.70035 | 1.168 | 1.9021 | 19.6249 | 23.1973 | 24.9928 | 2.287 | 2.9287 | 3.1822 | 17.8271 | 19.9584 | 22.236 | -0.40707 | 0.15397 | 0.52923 | -5.8113 | -7.0226 | -9.1346 | 0.69693 | -0.71256 | -1.0602
MDN | 2030 | 22.1638 | 29.559 | 32.2398 | 2.3655 | 3.7085 | 5.086 | 21.8279 | 24.2118 | 26.9676 | 0.78412 | 1.2518 | 1.9858 | 19.7515 | 23.3239 | 25.1194 | 2.2467 | 2.8884 | 3.1419 | 17.8271 | 19.9584 | 22.236 | -0.33191 | 0.22914 | 0.6044 | -6.8671 | -8.0783 | -10.1904 | 0.6 | -0.80948 | -1.1571
MDN | 2031 | 22.5234 | 29.9185 | 32.5994 | 2.4482 | 3.7912 | 5.1687 | 22.0398 | 24.4236 | 27.1795 | 0.9328 | 1.4005 | 2.1345 | 19.5558 | 23.1282 | 24.9237 | 2.309 | 2.9507 | 3.2042 | 17.8271 | 19.9584 | 22.236 | -0.23851 | 0.32254 | 0.69779 | -7.8441 | -9.0554 | -11.1674 | 0.51031 | -0.89917 | -1.2468
MDN | 2032 | 22.8956 | 30.2908 | 32.9716 | 2.5213 | 3.8643 | 5.2418 | 22.4505 | 24.8343 | 27.5902 | 0.95527 | 1.4229 | 2.157 | 19.3829 | 22.9552 | 24.7508 | 2.3641 | 3.0057 | 3.2592 | 17.8271 | 19.9584 | 22.236 | -0.21763 | 0.34341 | 0.71867 | -8.8339 | -10.0451 | -12.1571 | 0.41945 | -0.99003 | -1.3377
MDN | 2033 | 23.7127 | 31.1079 | 33.7887 | 2.4507 | 3.7937 | 5.1712 | 23.4102 | 25.794 | 28.5499 | 0.77173 | 1.2394 | 1.9734 | 19.5499 | 23.1222 | 24.9178 | 2.3109 | 2.9526 | 3.2061 | 17.8271 | 19.9584 | 22.236 | -0.30336 | 0.25769 | 0.63295 | -9.9188 | -11.13 | -13.2421 | 0.31985 | -1.0896 | -1.4373
MDN | 2034 | 24.7223 | 32.1174 | 34.7982 | 2.2334 | 3.5764 | 4.9539 | 24.5372 | 26.9211 | 29.6769 | 0.46701 | 0.93469 | 1.6687 | 20.0643 | 23.6367 | 25.4322 | 2.1472 | 2.7889 | 3.0423 | 17.8271 | 19.9584 | 22.236 | -0.45007 | 0.11097 | 0.48623 | -11.09 | -12.3012 | -14.4133 | 0.21234 | -1.1971 | -1.5448
MDY | 2025 | 21.4693 | 22.5388 | 23.7475 | 3.5961 | 7.2159 | 8.3936 | 14.8197 | 17.6773 | 19.105 | 3.4222 | 5.3655 | 7.1145 | 16.145 | 17.1108 | 18.0334 | 2.1492 | 3.5047 | 4.6843 | 11.7843 | 13.1239 | 14.2876 | -0.096863 | 0.12501 | 0.34389 | 10.9163 | 9.5996 | 8.7912 | 1.5367 | -0.059716 | -0.50194
MDY | 2026 | 21.4719 | 22.5415 | 23.7501 | 3.5963 | 7.2161 | 8.3938 | 14.7409 | 17.5985 | 19.0262 | 3.4222 | 5.3655 | 7.1145 | 16.0038 | 16.9695 | 17.8922 | 2.1492 | 3.5047 | 4.6843 | 11.7843 | 13.1239 | 14.2876 | -0.096863 | 0.12501 | 0.34389 | 10.9264 | 9.6098 | 8.8014 | 1.5367 | -0.059716 | -0.50194
MDY | 2027 | 21.2359 | 22.3055 | 23.5141 | 3.5798 | 7.1995 | 8.3772 | 14.6707 | 17.5283 | 18.956 | 3.4222 | 5.3655 | 7.1145 | 15.7237 | 16.6895 | 17.6121 | 2.1492 | 3.5047 | 4.6843 | 11.7843 | 13.1239 | 14.2876 | -0.096863 | 0.12501 | 0.34389 | 10.7908 | 9.4742 | 8.6658 | 1.5367 | -0.059716 | -0.50194
MDY | 2028 | 20.9991 | 22.0687 | 23.2773 | 3.5631 | 7.1829 | 8.3606 | 14.5968 | 17.4544 | 18.8821 | 3.4222 | 5.3655 | 7.1145 | 15.4365 | 16.4023 | 17.3249 | 2.1492 | 3.5047 | 4.6843 | 11.7843 | 13.1239 | 14.2876 | -0.096863 | 0.12501 | 0.34389 | 10.6559 | 9.3392 | 8.5308 | 1.5367 | -0.059716 | -0.50194
MDY | 2029 | 20.9454 | 22.0149 | 23.2236 | 3.5593 | 7.1791 | 8.3568 | 14.5141 | 17.3717 | 18.7994 | 3.4222 | 5.3655 | 7.1145 | 15.2466 | 16.2124 | 17.135 | 2.1492 | 3.5047 | 4.6843 | 11.7843 | 13.1239 | 14.2876 | -0.096863 | 0.12501 | 0.34389 | 10.6386 | 9.3219 | 8.5136 | 1.5367 | -0.059716 | -0.50194
MDY | 2030 | 20.9779 | 22.0474 | 23.2561 | 3.5616 | 7.1814 | 8.3591 | 14.4307 | 17.2883 | 18.7159 | 3.4222 | 5.3655 | 7.1145 | 15.1075 | 16.0733 | 16.9959 | 2.1492 | 3.5047 | 4.6843 | 11.7843 | 13.1239 | 14.2876 | -0.096863 | 0.12501 | 0.34389 | 10.6736 | 9.357 | 8.5486 | 1.5367 | -0.059716 | -0.50194
MDY | 2031 | 20.895 | 21.9645 | 23.1732 | 3.5558 | 7.1756 | 8.3533 | 14.3553 | 17.2129 | 18.6406 | 3.4222 | 5.3655 | 7.1145 | 14.909 | 15.8748 | 16.7974 | 2.1492 | 3.5047 | 4.6843 | 11.7843 | 13.1239 | 14.2876 | -0.096863 | 0.12501 | 0.34389 | 10.6341 | 9.3175 | 8.5091 | 1.5367 | -0.059716 | -0.50194
MDY | 2032 | 20.6789 | 21.7484 | 22.9571 | 3.5406 | 7.1604 | 8.3381 | 14.2839 | 17.1415 | 18.5692 | 3.4222 | 5.3655 | 7.1145 | 14.639 | 15.6048 | 16.5274 | 2.1492 | 3.5047 | 4.6843 | 11.7843 | 13.1239 | 14.2876 | -0.096863 | 0.12501 | 0.34389 | 10.514 | 9.1973 | 8.389 | 1.5367 | -0.059716 | -0.50194
MDY | 2033 | 20.5085 | 21.5781 | 22.7867 | 3.5287 | 7.1484 | 8.3261 | 14.2059 | 17.0635 | 18.4912 | 3.4222 | 5.3655 | 7.1145 | 14.3906 | 15.3564 | 16.279 | 2.1492 | 3.5047 | 4.6843 | 11.7843 | 13.1239 | 14.2876 | -0.096863 | 0.12501 | 0.34389 | 10.4258 | 9.1091 | 8.3007 | 1.5367 | -0.059716 | -0.50194
MDY | 2034 | 20.482 | 21.5515 | 22.7602 | 3.5268 | 7.1465 | 8.3243 | 14.1188 | 16.9764 | 18.4041 | 3.4222 | 5.3655 | 7.1145 | 14.2136 | 15.1794 | 16.102 | 2.1492 | 3.5047 | 4.6843 | 11.7843 | 13.1239 | 14.2876 | -0.096863 | 0.12501 | 0.34389 | 10.4337 | 9.1171 | 8.3087 | 1.5367 | -0.059716 | -0.50194
MED | 2025 | 56.9595 | 60.1111 | 65.2143 | 0.11787 | 0.83576 | 1.6413 | 42.9277 | 45.7054 | 50.337 | -3.3685 | -2.0276 | -1.199 | 54.8806 | 58.4866 | 61.2728 | -0.32814 | 0.31079 | 0.84838 | 42.5994 | 45.1985 | 48.1311 | -4.1902 | -2.4506 | -1.8583 | -13.9561 | -18.1592 | -19.7536 | -3 | -5.2 | -6
MED | 2026 | 58.4349 | 61.5865 | 66.6897 | -0.0078684 | 0.71003 | 1.5156 | 43.9091 | 46.6868 | 51.3184 | -3.3743 | -2.0334 | -1.2048 | 56.0015 | 59.6075 | 62.3938 | -0.48845 | 0.15048 | 0.68807 | 42.8432 | 45.4423 | 48.375 | -4.4126 | -2.673 | -2.0808 | -18.4326 | -22.6358 | -24.2301 | -3 | -5.2 | -6
MED | 2027 | 60.1635 | 63.3151 | 68.4183 | -0.077082 | 0.64081 | 1.4463 | 45.289 | 48.0667 | 52.6982 | -3.385 | -2.0441 | -1.2155 | 57.4168 | 61.0228 | 63.809 | -0.6286 | 0.010326 | 0.54792 | 43.3683 | 45.9674 | 48.9 | -4.6114 | -2.8718 | -2.2796 | -23.4493 | -27.6524 | -29.2468 | -3 | -5.2 | -6
MED | 2028 | 62.5865 | 65.7381 | 70.8413 | -0.12005 | 0.59784 | 1.4034 | 47.3773 | 50.155 | 54.7866 | -3.3986 | -2.0577 | -1.2291 | 59.0902 | 62.6962 | 65.4825 | -0.7673 | -0.12838 | 0.40921 | 44.1448 | 46.7439 | 49.6766 | -4.7902 | -3.0507 | -2.4584 | -28.7285 | -32.9317 | -34.526 | -3 | -5.2 | -6
MED | 2029 | 65.08 | 68.2316 | 73.3348 | -0.17315 | 0.54474 | 1.3503 | 49.4298 | 52.2076 | 56.8391 | -3.4118 | -2.0708 | -1.2423 | 60.8456 | 64.4516 | 67.2378 | -0.91838 | -0.27945 | 0.25814 | 44.907 | 47.5061 | 50.4388 | -4.9763 | -3.2367 | -2.6444 | -33.9767 | -38.1798 | -39.7742 | -3 | -5.2 | -6
MED | 2030 | 67.4802 | 70.6318 | 75.7351 | -0.25208 | 0.46582 | 1.2714 | 51.3082 | 54.0859 | 58.7175 | -3.4228 | -2.0819 | -1.2533 | 62.4925 | 66.0985 | 68.8847 | -1.0803 | -0.44142 | 0.096173 | 45.5313 | 48.1304 | 51.0631 | -5.1781 | -3.4386 | -2.8463 | -38.9989 | -43.2021 | -44.7964 | -3 | -5.2 | -6
MED | 2031 | 69.7354 | 72.887 | 77.9902 | -0.34043 | 0.37746 | 1.183 | 53.0732 | 55.8509 | 60.4825 | -3.4324 | -2.0915 | -1.2629 | 63.9708 | 67.5768 | 70.363 | -1.2379 | -0.59898 | -0.061388 | 46.1845 | 48.7836 | 51.7163 | -5.3679 | -3.6283 | -3.0361 | -43.8529 | -48.0561 | -49.6504 | -3 | -5.2 | -6
MED | 2032 | 71.8942 | 75.0458 | 80.149 | -0.40269 | 0.31521 | 1.1207 | 54.8934 | 57.6711 | 62.3027 | -3.4427 | -2.1018 | -1.2732 | 65.337 | 68.943 | 71.7292 | -1.37 | -0.73111 | -0.19352 | 47.161 | 49.7601 | 52.6927 | -5.5062 | -3.7666 | -3.1744 | -48.7208 | -52.9239 | -54.5183 | -3 | -5.2 | -6
MED | 2033 | 74.5514 | 77.703 | 82.8062 | -0.41462 | 0.30327 | 1.1088 | 57.3702 | 60.148 | 64.7795 | -3.4548 | -2.1139 | -1.2853 | 66.6861 | 70.2921 | 73.0783 | -1.4661 | -0.82714 | -0.28955 | 48.5535 | 51.1526 | 54.0852 | -5.5823 | -3.8427 | -3.2505 | -53.7766 | -57.9798 | -59.5741 | -3 | -5.2 | -6
MED | 2034 | 77.2241 | 80.3757 | 85.4789 | -0.3837 | 0.33419 | 1.1397 | 59.9418 | 62.7196 | 67.3511 | -3.468 | -2.1271 | -1.2985 | 68.0532 | 71.6592 | 74.4454 | -1.5335 | -0.89455 | -0.35696 | 50.1776 | 52.7768 | 55.7094 | -5.6252 | -3.8856 | -3.2934 | -58.9921 | -63.1952 | -64.7896 | -3 | -5.2 | -6
MER | 2025 | 9.3296 | 10.0759 | 11.3567 | 0.39498 | 0.72224 | 1.1626 | 7.9444 | 9.0385 | 9.6325 | -0.85166 | -0.38589 | 0.60679 | 6.0369 | 7.4802 | 8.7672 | -0.55267 | -0.29785 | 0.020225 | 7.8665 | 8.474 | 9.0591 | -1.6201 | -1.3438 | -1.1479 | 1.6271 | 0.38204 | -0.50777 | -0.8 | -1.09 | -1.34
MER | 2026 | 9.3297 | 10.076 | 11.3568 | 0.13849 | 0.46575 | 0.90608 | 7.9642 | 9.0583 | 9.6523 | -0.99623 | -0.53046 | 0.46222 | 5.5608 | 7.0041 | 8.2911 | -0.70517 | -0.45035 | -0.13228 | 7.8665 | 8.474 | 9.0591 | -1.698 | -1.4217 | -1.2257 | 1.2166 | -0.028445 | -0.91825 | -0.8 | -1.09 | -1.34
MER | 2027 | 9.3476 | 10.0939 | 11.3747 | -0.0050198 | 0.32224 | 0.76257 | 7.984 | 9.0781 | 9.6721 | -1.0999 | -0.6341 | 0.35858 | 5.4651 | 6.9084 | 8.1954 | -0.77468 | -0.51986 | -0.20179 | 7.8665 | 8.474 | 9.0591 | -1.7265 | -1.4502 | -1.2543 | 1.0007 | -0.24431 | -1.1341 | -0.8 | -1.09 | -1.34
MER | 2028 | 9.4168 | 10.1631 | 11.4439 | -0.052918 | 0.27434 | 0.71467 | 8.0386 | 9.1328 | 9.7268 | -1.1824 | -0.71666 | 0.27602 | 5.7513 | 7.1945 | 8.4816 | -0.75605 | -0.50123 | -0.18316 | 7.8665 | 8.474 | 9.0591 | -1.7307 | -1.4544 | -1.2585 | 0.94245 | -0.30257 | -1.1924 | -0.8 | -1.09 | -1.34
MER | 2029 | 9.4873 | 10.2336 | 11.5144 | -0.097637 | 0.22962 | 0.66995 | 8.0933 | 9.1874 | 9.7814 | -1.2814 | -0.81563 | 0.17705 | 6.0934 | 7.5367 | 8.8237 | -0.72284 | -0.46802 | -0.14995 | 7.8665 | 8.474 | 9.0591 | -1.7558 | -1.4795 | -1.2836 | 0.89102 | -0.354 | -1.2438 | -0.8 | -1.09 | -1.34
MER | 2030 | 9.545 | 10.2913 | 11.5721 | -0.21847 | 0.10879 | 0.54912 | 8.1479 | 9.2421 | 9.8361 | -1.4078 | -0.942 | 0.050675 | 6.169 | 7.6123 | 8.8993 | -0.75019 | -0.49536 | -0.17729 | 7.8665 | 8.474 | 9.0591 | -1.8178 | -1.5415 | -1.3456 | 0.71192 | -0.5331 | -1.4229 | -0.8 | -1.09 | -1.34
MER | 2031 | 9.5898 | 10.3361 | 11.6169 | -0.41337 | -0.086106 | 0.35423 | 8.2026 | 9.2967 | 9.8908 | -1.5326 | -1.0668 | -0.074166 | 5.9536 | 7.3969 | 8.6839 | -0.84561 | -0.59079 | -0.27272 | 7.8665 | 8.474 | 9.0591 | -1.889 | -1.6127 | -1.4168 | 0.40157 | -0.84345 | -1.7333 | -0.8 | -1.09 | -1.34
MER | 2032 | 9.6343 | 10.3806 | 11.6614 | -0.60799 | -0.28073 | 0.1596 | 8.2573 | 9.3514 | 9.9454 | -1.6145 | -1.1487 | -0.15602 | 5.7082 | 7.1515 | 8.4385 | -0.9498 | -0.69497 | -0.3769 | 7.8665 | 8.474 | 9.0591 | -1.9251 | -1.6488 | -1.4529 | 0.08634 | -1.1587 | -2.0485 | -0.8 | -1.09 | -1.34
MER | 2033 | 9.7442 | 10.4905 | 11.7714 | -0.73171 | -0.40445 | 0.035885 | 8.3653 | 9.4594 | 10.0534 | -1.6396 | -1.1738 | -0.18117 | 5.7023 | 7.1455 | 8.4326 | -1.0005 | -0.74564 | -0.42757 | 7.8665 | 8.474 | 9.0591 | -1.9086 | -1.6323 | -1.4364 | -0.10072 | -1.3457 | -2.2356 | -0.8 | -1.09 | -1.34
MER | 2034 | 9.8671 | 10.6134 | 11.8943 | -0.77992 | -0.45266 | -0.012325 | 8.4733 | 9.5675 | 10.1615 | -1.6335 | -1.1677 | -0.17501 | 5.9636 | 7.4069 | 8.6939 | -0.99013 | -0.73531 | -0.41724 | 7.8665 | 8.474 | 9.0591 | -1.8618 | -1.5855 | -1.3896 | -0.1509 | -1.3959 | -2.2857 | -0.8 | -1.09 | -1.34
MH | 2025 | 59.8866 | 66.1157 | 71.2594 | 1.3361 | 3.4148 | 4.119 | 52.1765 | 54.7228 | 60.6825 | -2.6132 | -0.408 | 1.041 | 50.3574 | 56.7701 | 62.9902 | 0.48892 | 1.7525 | 2.7521 | 44.9009 | 47.6144 | 52.822 | -3.6956 | -2.3329 | -0.45474 | -15.3838 | -16.6472 | -19.8357 | -4.9278 | -5.6805 | -6.1228
MH | 2026 | 61.5901 | 67.8191 | 72.9628 | 1.1655 | 3.2442 | 3.9484 | 53.5719 | 56.1182 | 62.0779 | -2.6132 | -0.408 | 1.041 | 50.3649 | 56.7776 | 62.9977 | -0.24244 | 1.0211 | 2.0207 | 44.9009 | 47.6144 | 52.822 | -3.7972 | -2.4346 | -0.55639 | -18.7113 | -19.9748 | -23.1633 | -4.9199 | -5.6726 | -6.1149
MH | 2027 | 63.0694 | 69.2985 | 74.4422 | 0.9936 | 3.0723 | 3.7765 | 54.8285 | 57.3748 | 63.3345 | -2.6132 | -0.408 | 1.041 | 50.3554 | 56.7681 | 62.9882 | -0.71003 | 0.55353 | 1.5531 | 44.9009 | 47.6144 | 52.822 | -3.8673 | -2.5046 | -0.62644 | -22.5962 | -23.8597 | -27.0482 | -4.9146 | -5.6673 | -6.1097
MH | 2028 | 64.5767 | 70.8057 | 75.9494 | 0.82371 | 2.9024 | 3.6066 | 56.238 | 58.7843 | 64.744 | -2.6132 | -0.408 | 1.041 | 50.3371 | 56.7499 | 62.97 | -1.0022 | 0.26132 | 1.2609 | 44.9009 | 47.6144 | 52.822 | -3.9304 | -2.5677 | -0.68953 | -26.7595 | -28.023 | -31.2114 | -4.911 | -5.6637 | -6.106
MH | 2029 | 66.1234 | 72.3524 | 77.4961 | 0.65352 | 2.7322 | 3.4364 | 57.7324 | 60.2787 | 66.2384 | -2.6132 | -0.408 | 1.041 | 50.3218 | 56.7346 | 62.9547 | -1.3409 | -0.077326 | 0.92226 | 44.9009 | 47.6144 | 52.822 | -4.0132 | -2.6506 | -0.77242 | -30.8482 | -32.1116 | -35.3001 | -4.9069 | -5.6596 | -6.102
MH | 2030 | 67.838 | 74.067 | 79.2107 | 0.48096 | 2.5596 | 3.2639 | 59.3397 | 61.886 | 67.8457 | -2.6132 | -0.408 | 1.041 | 50.3158 | 56.7286 | 62.9487 | -1.8776 | -0.61406 | 0.38552 | 44.9009 | 47.6144 | 52.822 | -4.122 | -2.7593 | -0.88113 | -34.6295 | -35.893 | -39.0815 | -4.9011 | -5.6538 | -6.0961
MH | 2031 | 69.6873 | 75.9164 | 81.0601 | 0.30546 | 2.3841 | 3.0884 | 61.0063 | 63.5526 | 69.5123 | -2.6132 | -0.408 | 1.041 | 50.3156 | 56.7283 | 62.9484 | -2.5735 | -1.31 | -0.31039 | 44.9009 | 47.6144 | 52.822 | -4.2387 | -2.876 | -0.99786 | -38.1791 | -39.4426 | -42.6311 | -4.8936 | -5.6463 | -6.0887
MH | 2032 | 71.5144 | 77.7435 | 82.8872 | 0.13024 | 2.2089 | 2.9131 | 62.6541 | 65.2004 | 71.1601 | -2.6132 | -0.408 | 1.041 | 50.3114 | 56.7241 | 62.9442 | -3.2436 | -1.98 | -0.98043 | 44.9009 | 47.6144 | 52.822 | -4.3392 | -2.9765 | -1.0983 | -41.7589 | -43.0224 | -46.2109 | -4.8863 | -5.639 | -6.0814
MH | 2033 | 73.8699 | 80.099 | 85.2427 | -0.042015 | 2.0366 | 2.7409 | 64.9247 | 67.471 | 73.4307 | -2.6132 | -0.408 | 1.041 | 50.2959 | 56.7086 | 62.9287 | -3.7319 | -2.4683 | -1.4687 | 44.9009 | 47.6144 | 52.822 | -4.4133 | -3.0507 | -1.1725 | -45.6127 | -46.8762 | -50.0647 | -4.8808 | -5.6335 | -6.0759
MH | 2034 | 76.0705 | 82.2995 | 87.4432 | -0.21024 | 1.8684 | 2.5727 | 67.157 | 69.7033 | 75.663 | -2.6132 | -0.408 | 1.041 | 50.2703 | 56.6831 | 62.9032 | -4.0376 | -2.774 | -1.7745 | 44.9009 | 47.6144 | 52.822 | -4.4723 | -3.1096 | -1.2314 | -49.7159 | -50.9794 | -54.1679 | -4.8772 | -5.6299 | -6.0722
MIL | 2025 | 61.0791 | 65.1636 | 70.9229 | 6.7436 | 10.4768 | 15.5224 | 46.1515 | 53.3974 | 64.1694 | 3.6029 | 4.4539 | 5.0591 | 33.5347 | 42.6413 | 51.3906 | 1.7414 | 3.9565 | 5.6458 | 11.6519 | 25.3103 | 30.8213 | -1.0798 | -0.27769 | 0.0096863 | 22.7844 | 16.017 | 11.618 | -0.3 | -1 | -2
MIL | 2026 | 61.9078 | 65.9923 | 71.7516 | 7.3702 | 11.1034 | 16.1491 | 45.8888 | 53.1346 | 63.9066 | 3.2828 | 4.1338 | 4.739 | 35.5732 | 44.6797 | 53.4291 | 1.7185 | 3.9337 | 5.623 | 10.6511 | 24.3095 | 29.8204 | -1.018 | -0.21591 | 0.071475 | 21.8522 | 15.0848 | 10.6857 | -0.3 | -1 | -2
MIL | 2027 | 61.693 | 65.7775 | 71.5368 | 7.2876 | 11.0208 | 16.0664 | 45.3798 | 52.6257 | 63.3976 | 2.7348 | 3.5859 | 4.191 | 35.8291 | 44.9357 | 53.6851 | 1.5583 | 3.7735 | 5.4628 | 9.8097 | 23.4681 | 28.9791 | -1.2432 | -0.44107 | -0.15368 | 21.0307 | 14.2633 | 9.8642 | -0.3 | -1 | -2
MIL | 2028 | 60.3972 | 64.4817 | 70.241 | 6.3998 | 10.133 | 15.1787 | 44.772 | 52.0179 | 62.7898 | 2.0801 | 2.9311 | 3.5363 | 34.3453 | 43.4518 | 52.2012 | 1.2325 | 3.4476 | 5.1369 | 9.0278 | 22.6862 | 28.1972 | -1.6031 | -0.80096 | -0.51358 | 20.3254 | 13.558 | 9.1589 | -0.3 | -1 | -2
MIL | 2029 | 58.9896 | 63.0741 | 68.8334 | 5.3918 | 9.125 | 14.1707 | 44.2627 | 51.5085 | 62.2805 | 1.5165 | 2.3676 | 2.9727 | 32.7467 | 41.8532 | 50.6026 | 0.87979 | 3.095 | 4.7843 | 8.1458 | 21.8043 | 27.3152 | -1.8479 | -1.0457 | -0.75834 | 19.6262 | 12.8588 | 8.4598 | -0.3 | -1 | -2
MIL | 2030 | 58.4435 | 62.528 | 68.2873 | 4.9628 | 8.696 | 13.7417 | 43.9343 | 51.1801 | 61.9521 | 1.1204 | 1.9715 | 2.5766 | 32.5652 | 41.6717 | 50.4211 | 0.64908 | 2.8642 | 4.5535 | 7.1036 | 20.762 | 26.2729 | -1.8777 | -1.0755 | -0.78816 | 18.824 | 12.0566 | 7.6575 | -0.3 | -1 | -2
MIL | 2031 | 58.7635 | 62.848 | 68.6073 | 5.1178 | 8.851 | 13.8966 | 43.6872 | 50.933 | 61.705 | 0.79955 | 1.6506 | 2.2557 | 33.7963 | 42.9029 | 51.6522 | 0.5429 | 2.7581 | 4.4474 | 5.9988 | 19.6573 | 25.1682 | -1.8107 | -1.0086 | -0.7212 | 17.9089 | 11.1415 | 6.7425 | -0.3 | -1 | -2
MIL | 2032 | 59.05 | 63.1344 | 68.8937 | 5.204 | 8.9372 | 13.9829 | 43.3434 | 50.5893 | 61.3612 | 0.38921 | 1.2402 | 1.8454 | 35.0264 | 44.1329 | 52.8823 | 0.42341 | 2.6386 | 4.3279 | 4.9888 | 18.6472 | 24.1582 | -1.8585 | -1.0564 | -0.76898 | 16.9875 | 10.22 | 5.821 | -0.3 | -1 | -2
MIL | 2033 | 58.5059 | 62.5903 | 68.3497 | 4.5874 | 8.3206 | 13.3663 | 42.9067 | 50.1526 | 60.9245 | -0.18309 | 0.66794 | 1.2731 | 34.8793 | 43.9859 | 52.7353 | 0.15512 | 2.3703 | 4.0596 | 4.1491 | 17.8075 | 23.3184 | -2.1183 | -1.3161 | -1.0288 | 16.174 | 9.4066 | 5.0076 | -0.3 | -1 | -2
MIL | 2034 | 57.0124 | 61.0968 | 66.8561 | 3.2562 | 6.9894 | 12.0351 | 42.3637 | 49.6096 | 60.3815 | -0.85378 | -0.0027454 | 0.60239 | 33.275 | 42.3816 | 51.131 | -0.26413 | 1.951 | 3.6403 | 3.4096 | 17.0681 | 22.579 | -2.5066 | -1.7044 | -1.4171 | 15.4816 | 8.7142 | 4.3151 | -0.3 | -1 | -2
MJ | 2025 | 55.9599 | 60.5271 | 68.7205 | 8.2061 | 9.9457 | 15.1862 | 41.5706 | 43.4794 | 45.9861 | 3.3705 | 4.3051 | 5.4536 | 51.2646 | 55.1298 | 61.3074 | 5.7128 | 6.6367 | 7.7743 | 39.7957 | 41.3046 | 42.8622 | -0.76665 | -0.40818 | 0.73524 | 0.50464 | -0.26383 | -0.74893 | 1.2 | 0.5 | -1
MJ | 2026 | 56.3954 | 60.9625 | 69.1559 | 7.1175 | 8.857 | 14.0975 | 42.2044 | 44.1132 | 46.6199 | 3.3705 | 4.3051 | 5.4536 | 51.7298 | 55.5949 | 61.7725 | 4.7508 | 5.6746 | 6.8122 | 40.1394 | 41.6484 | 43.206 | -0.54268 | -0.18422 | 0.95921 | -2.0651 | -2.8336 | -3.3187 | 1.2 | 0.5 | -1
MJ | 2027 | 56.9567 | 61.5238 | 69.7172 | 6.2703 | 8.0099 | 13.2504 | 42.8382 | 44.747 | 47.2537 | 3.3705 | 4.3051 | 5.4536 | 52.1271 | 55.9923 | 62.1699 | 3.929 | 4.8529 | 5.9905 | 40.3632 | 41.8721 | 43.4297 | -0.96803 | -0.60956 | 0.53386 | -4.8877 | -5.6562 | -6.1413 | 1.2 | 0.5 | -1
MJ | 2028 | 57.8999 | 62.467 | 70.6604 | 5.5873 | 7.3269 | 12.5674 | 43.7637 | 45.6726 | 48.1792 | 3.3705 | 4.3051 | 5.4536 | 52.4061 | 56.2713 | 62.4489 | 3.352 | 4.2759 | 5.4135 | 40.5053 | 42.0142 | 43.5718 | -1.7993 | -1.4408 | -0.29741 | -7.8612 | -8.6297 | -9.1148 | 1.2 | 0.5 | -1
MJ | 2029 | 58.8412 | 63.4084 | 71.6017 | 4.8714 | 6.611 | 11.8515 | 44.6893 | 46.5981 | 49.1048 | 3.3705 | 4.3051 | 5.4536 | 52.6545 | 56.5197 | 62.6973 | 2.8382 | 3.7621 | 4.8997 | 40.6895 | 42.1985 | 43.7561 | -2.3888 | -2.0304 | -0.88693 | -10.8252 | -11.5936 | -12.0787 | 1.2 | 0.5 | -1
MJ | 2030 | 59.7103 | 64.2774 | 72.4708 | 3.986 | 5.7255 | 10.966 | 45.6148 | 47.5237 | 50.0303 | 3.3705 | 4.3051 | 5.4536 | 52.9854 | 56.8506 | 63.0282 | 2.1539 | 3.0778 | 4.2153 | 40.9855 | 42.4944 | 44.0521 | -2.4044 | -2.0459 | -0.90247 | -13.6464 | -14.4148 | -14.8999 | 1.2 | 0.5 | -1
MJ | 2031 | 60.5077 | 65.0749 | 73.2682 | 2.9455 | 4.6851 | 9.9256 | 46.5404 | 48.4492 | 50.9559 | 3.3705 | 4.3051 | 5.4536 | 53.4177 | 57.2829 | 63.4605 | 1.2599 | 2.1837 | 3.3213 | 41.3418 | 42.8507 | 44.4083 | -2.1217 | -1.7633 | -0.61986 | -16.3476 | -17.1161 | -17.6012 | 1.2 | 0.5 | -1
MJ | 2032 | 61.2907 | 65.8579 | 74.0512 | 1.8864 | 3.626 | 8.8665 | 47.4659 | 49.3747 | 51.8814 | 3.3705 | 4.3051 | 5.4536 | 53.8591 | 57.7242 | 63.9018 | 0.34703 | 1.2709 | 2.4085 | 41.6431 | 43.152 | 44.7096 | -2.1296 | -1.7711 | -0.62768 | -19.0529 | -19.8213 | -20.3064 | 1.2 | 0.5 | -1
MJ | 2033 | 62.5798 | 67.1469 | 75.3403 | 0.93028 | 2.6698 | 7.9103 | 48.8564 | 50.7652 | 53.2719 | 3.3705 | 4.3051 | 5.4536 | 54.2097 | 58.0749 | 64.2525 | -0.37815 | 0.54572 | 1.6833 | 41.8286 | 43.3375 | 44.8952 | -2.7226 | -2.3641 | -1.2207 | -21.8904 | -22.6589 | -23.144 | 1.2 | 0.5 | -1
MJ | 2034 | 63.9183 | 68.4855 | 76.6788 | 0.094186 | 1.8338 | 7.0742 | 50.2468 | 52.1556 | 54.6623 | 3.3705 | 4.3051 | 5.4536 | 54.4577 | 58.3229 | 64.5005 | -0.89114 | 0.032732 | 1.1703 | 41.943 | 43.4519 | 45.0095 | -3.6767 | -3.3183 | -2.1748 | -24.8482 | -25.6167 | -26.1018 | 1.2 | 0.5 | -1
MJP | 2025 | 13.742 | 15.191 | 17.42 | 1.5194 | 2.3723 | 2.9478 | 10.9811 | 11.6605 | 12.4508 | 0.84411 | 1.2285 | 1.4148 | 9.7009 | 12.8412 | 13.8875 | 0.00075058 | 0.81573 | 1.1119 | 9.6179 | 10.4391 | 11.5825 | -1.1297 | -0.85189 | -0.70456 | 4.2963 | 3.5208 | 2.4427 | -0.55 | -0.9 | -1.25
MJP | 2026 | 13.4385 | 14.8875 | 17.1166 | 1.6984 | 2.5513 | 3.1268 | 10.6933 | 11.3728 | 12.1631 | 0.84411 | 1.2285 | 1.4148 | 9.5581 | 12.6984 | 13.7447 | 0.00075058 | 0.81573 | 1.1119 | 9.6179 | 10.4391 | 11.5825 | -1.1297 | -0.85189 | -0.70456 | 3.9181 | 3.1426 | 2.0645 | -0.55 | -0.9 | -1.25
MJP | 2027 | 13.2804 | 14.7294 | 16.9584 | 1.7986 | 2.6515 | 3.227 | 10.7744 | 11.4538 | 12.2441 | 0.84411 | 1.2285 | 1.4148 | 9.4953 | 12.6357 | 13.6819 | 0.00075058 | 0.81573 | 1.1119 | 9.6179 | 10.4391 | 11.5825 | -1.1297 | -0.85189 | -0.70456 | 3.6414 | 2.8659 | 1.7878 | -0.55 | -0.9 | -1.25
MJP | 2028 | 13.3757 | 14.8247 | 17.0538 | 1.7824 | 2.6353 | 3.2108 | 11.1076 | 11.787 | 12.5773 | 0.84411 | 1.2285 | 1.4148 | 9.544 | 12.6843 | 13.7305 | 0.00075058 | 0.81573 | 1.1119 | 9.6179 | 10.4391 | 11.5825 | -1.1297 | -0.85189 | -0.70456 | 3.4841 | 2.7086 | 1.6305 | -0.55 | -0.9 | -1.25
MJP | 2029 | 13.5211 | 14.9701 | 17.1991 | 1.7322 | 2.5851 | 3.1605 | 11.3154 | 11.9948 | 12.7851 | 0.84411 | 1.2285 | 1.4148 | 9.623 | 12.7633 | 13.8095 | 0.00075058 | 0.81573 | 1.1119 | 9.6179 | 10.4391 | 11.5825 | -1.1297 | -0.85189 | -0.70456 | 3.3561 | 2.5806 | 1.5025 | -0.55 | -0.9 | -1.25
MJP | 2030 | 13.5426 | 14.9916 | 17.2207 | 1.7491 | 2.602 | 3.1775 | 11.2618 | 11.9413 | 12.7316 | 0.84411 | 1.2285 | 1.4148 | 9.6358 | 12.7761 | 13.8224 | 0.00075058 | 0.81573 | 1.1119 | 9.6179 | 10.4391 | 11.5825 | -1.1297 | -0.85189 | -0.70456 | 3.1558 | 2.3803 | 1.3022 | -0.55 | -0.9 | -1.25
MJP | 2031 | 13.4153 | 14.8643 | 17.0933 | 1.853 | 2.7058 | 3.2813 | 11.1053 | 11.7847 | 12.575 | 0.84411 | 1.2285 | 1.4148 | 9.5655 | 12.7058 | 13.7521 | 0.00075058 | 0.81573 | 1.1119 | 9.6179 | 10.4391 | 11.5825 | -1.1297 | -0.85189 | -0.70456 | 2.8676 | 2.0921 | 1.014 | -0.55 | -0.9 | -1.25
MJP | 2032 | 13.2723 | 14.7213 | 16.9504 | 1.9728 | 2.8257 | 3.4011 | 11.1333 | 11.8127 | 12.603 | 0.84411 | 1.2285 | 1.4148 | 9.4814 | 12.6217 | 13.668 | 0.00075058 | 0.81573 | 1.1119 | 9.6179 | 10.4391 | 11.5825 | -1.1297 | -0.85189 | -0.70456 | 2.5763 | 1.8008 | 0.72274 | -0.55 | -0.9 | -1.25
MJP | 2033 | 13.3359 | 14.7849 | 17.014 | 2.027 | 2.8799 | 3.4553 | 11.5523 | 12.2317 | 13.022 | 0.84411 | 1.2285 | 1.4148 | 9.4617 | 12.602 | 13.6482 | 0.00075058 | 0.81573 | 1.1119 | 9.6179 | 10.4391 | 11.5825 | -1.1297 | -0.85189 | -0.70456 | 2.3786 | 1.6031 | 0.52504 | -0.55 | -0.9 | -1.25
MJP | 2034 | 13.5468 | 14.9958 | 17.2249 | 2.0028 | 2.8557 | 3.4311 | 12.1601 | 12.8395 | 13.6298 | 0.84411 | 1.2285 | 1.4148 | 9.5177 | 12.658 | 13.7043 | 0.00075058 | 0.81573 | 1.1119 | 9.6179 | 10.4391 | 11.5825 | -1.1297 | -0.85189 | -0.70456 | 2.2828 | 1.5073 | 0.42921 | -0.55 | -0.9 | -1.25
MLG | 2025 | 53.3938 | 57.8828 | 63.4254 | 5.9594 | 8.19 | 10.2841 | 44.4081 | 49.0057 | 55.315 | 1.5601 | 5.6844 | 9.7299 | 41.4088 | 50.743 | 60.7325 | 2.651 | 4.6472 | 6.1571 | 41.286 | 43.6402 | 51.175 | -2.0263 | -0.85413 | 1.0185 | -1.8611 | -5.1278 | -10.2726 | 0.0656 | -1.9846 | -3.7514
MLG | 2026 | 53.8387 | 58.3277 | 63.8704 | 5.4342 | 7.6648 | 9.7589 | 45.2791 | 49.8767 | 56.186 | 1.6668 | 5.791 | 9.8366 | 41.7889 | 51.123 | 61.1125 | 2.2314 | 4.2276 | 5.7375 | 41.6247 | 43.9789 | 51.5137 | -2.226 | -1.0538 | 0.81879 | -4.1073 | -7.374 | -12.5188 | 0.0656 | -1.9846 | -3.7514
MLG | 2027 | 54.406 | 58.895 | 64.4377 | 4.8623 | 7.0929 | 9.187 | 46.2147 | 50.8123 | 57.1216 | 1.6723 | 5.7966 | 9.8422 | 42.3647 | 51.6989 | 61.6883 | 1.8511 | 3.8473 | 5.3572 | 42.0253 | 44.3795 | 51.9142 | -2.3045 | -1.1323 | 0.74035 | -6.5371 | -9.8038 | -14.9486 | 0.0656 | -1.9846 | -3.7514
MLG | 2028 | 55.4792 | 59.9682 | 65.5108 | 4.2784 | 6.509 | 8.6031 | 47.5672 | 52.1648 | 58.4741 | 1.6082 | 5.7325 | 9.778 | 43.0984 | 52.4326 | 62.4221 | 1.5675 | 3.5638 | 5.0736 | 42.4603 | 44.8144 | 52.3492 | -2.2943 | -1.1221 | 0.75052 | -9.0095 | -12.2762 | -17.421 | 0.0656 | -1.9846 | -3.7514
MLG | 2029 | 56.6247 | 61.1138 | 66.6564 | 3.7506 | 5.9812 | 8.0753 | 48.8969 | 53.4945 | 59.8038 | 1.5805 | 5.7047 | 9.7503 | 43.853 | 53.1872 | 63.1767 | 1.3264 | 3.3227 | 4.8325 | 42.8734 | 45.2276 | 52.7623 | -2.3232 | -1.151 | 0.72165 | -11.4014 | -14.6681 | -19.8129 | 0.0656 | -1.9846 | -3.7514
MLG | 2030 | 57.7656 | 62.2547 | 67.7973 | 3.3176 | 5.5482 | 7.6424 | 50.178 | 54.7757 | 61.085 | 1.6489 | 5.7731 | 9.8187 | 44.4941 | 53.8282 | 63.8177 | 1.0358 | 3.032 | 4.5419 | 43.2402 | 45.5944 | 53.1291 | -2.4683 | -1.2961 | 0.57655 | -13.6431 | -16.9098 | -22.0546 | 0.0656 | -1.9846 | -3.7514
MLG | 2031 | 58.8388 | 63.3278 | 68.8705 | 2.9315 | 5.1621 | 7.2562 | 51.4346 | 56.0322 | 62.3415 | 1.7689 | 5.8932 | 9.9387 | 44.9901 | 54.3243 | 64.3138 | 0.66463 | 2.6609 | 4.1707 | 43.5834 | 45.9375 | 53.4723 | -2.6814 | -1.5093 | 0.36337 | -15.7765 | -19.0432 | -24.1881 | 0.0656 | -1.9846 | -3.7514
MLG | 2032 | 59.8153 | 64.3044 | 69.847 | 2.4903 | 4.7209 | 6.815 | 52.7159 | 57.3135 | 63.6228 | 1.84 | 5.9642 | 10.0098 | 45.4057 | 54.7399 | 64.7294 | 0.2707 | 2.2669 | 3.7768 | 43.9502 | 46.3044 | 53.8392 | -2.8438 | -1.6716 | 0.201 | -17.8942 | -21.1609 | -26.3057 | 0.0656 | -1.9846 | -3.7514
MLG | 2033 | 61.1765 | 65.6655 | 71.2081 | 1.9206 | 4.1512 | 6.2453 | 54.5136 | 59.1112 | 65.4205 | 1.811 | 5.9353 | 9.9808 | 45.8288 | 55.163 | 65.1525 | -0.073146 | 1.9231 | 3.433 | 44.3618 | 46.716 | 54.2507 | -2.8919 | -1.7198 | 0.15288 | -20.0811 | -23.3478 | -28.4926 | 0.0656 | -1.9846 | -3.7514
MLG | 2034 | 62.4895 | 66.9785 | 72.5211 | 1.2428 | 3.4734 | 5.5675 | 56.3409 | 60.9385 | 67.2478 | 1.7212 | 5.8454 | 9.891 | 46.2909 | 55.6251 | 65.6146 | -0.35223 | 1.644 | 3.1539 | 44.8015 | 47.1557 | 54.6905 | -2.8696 | -1.6975 | 0.17518 | -22.3308 | -25.5975 | -30.7424 | 0.0656 | -1.9846 | -3.7514
MO | 2025 | 54.3837 | 57.6607 | 62.5138 | 6.1885 | 7.7265 | 11.3491 | 41.2234 | 44.9268 | 51.2651 | 2.0134 | 2.7537 | 3.6815 | 51.2112 | 54.5207 | 59.2821 | 5.6891 | 6.4982 | 7.2021 | 36.8067 | 39.8653 | 45.8815 | 1.3461 | 2.0767 | 3.177 | -4.0783 | -4.9101 | -6.3783 | 1.3 | 0.5 | -0.4
MO | 2026 | 54.5288 | 57.8057 | 62.6588 | 6.022 | 7.56 | 11.1825 | 41.4214 | 45.1248 | 51.4631 | 1.8959 | 2.6362 | 3.564 | 50.8375 | 54.147 | 58.9084 | 5.5306 | 6.3397 | 7.0436 | 36.8089 | 39.8675 | 45.8837 | 1.2077 | 1.9383 | 3.0386 | -7.0935 | -7.9253 | -9.3935 | 1.3 | 0.5 | -0.4
MO | 2027 | 55.2514 | 58.5284 | 63.3815 | 5.6997 | 7.2377 | 10.8602 | 42.0153 | 45.7186 | 52.057 | 1.5965 | 2.3368 | 3.2646 | 51.057 | 54.3666 | 59.1279 | 5.2237 | 6.0329 | 6.7368 | 36.8145 | 39.8731 | 45.8893 | 0.85497 | 1.5855 | 2.6859 | -10.1964 | -11.0281 | -12.4963 | 1.3 | 0.5 | -0.4
MO | 2028 | 57.0536 | 60.3306 | 65.1837 | 5.1701 | 6.7081 | 10.3306 | 43.2253 | 46.9287 | 53.267 | 1.1752 | 1.9155 | 2.8433 | 51.9638 | 55.2733 | 60.0347 | 4.7195 | 5.5286 | 6.2325 | 36.8224 | 39.881 | 45.8972 | 0.3587 | 1.0893 | 2.1896 | -13.3298 | -14.1616 | -15.6298 | 1.3 | 0.5 | -0.4
MO | 2029 | 58.979 | 62.2559 | 67.1091 | 4.5861 | 6.1241 | 9.7467 | 44.2388 | 47.9421 | 54.2805 | 0.79879 | 1.5391 | 2.4669 | 52.9952 | 56.3047 | 61.0661 | 4.1635 | 4.9727 | 5.6766 | 36.8294 | 39.888 | 45.9042 | -0.084694 | 0.64587 | 1.7462 | -16.5014 | -17.3331 | -18.8013 | 1.3 | 0.5 | -0.4
MO | 2030 | 60.4299 | 63.7068 | 68.5599 | 4.1299 | 5.668 | 9.2905 | 44.911 | 48.6143 | 54.9527 | 0.55707 | 1.2974 | 2.2252 | 53.5392 | 56.8488 | 61.6101 | 3.7293 | 4.5384 | 5.2423 | 36.8339 | 39.8925 | 45.9087 | -0.36944 | 0.36112 | 1.4615 | -19.7034 | -20.5351 | -22.0033 | 1.3 | 0.5 | -0.4
MO | 2031 | 61.3163 | 64.5932 | 69.4464 | 3.827 | 5.365 | 8.9875 | 45.5065 | 49.2098 | 55.5482 | 0.39297 | 1.1333 | 2.0611 | 53.5037 | 56.8132 | 61.5746 | 3.4408 | 4.25 | 4.9539 | 36.837 | 39.8956 | 45.9118 | -0.56275 | 0.16782 | 1.2682 | -22.914 | -23.7458 | -25.214 | 1.3 | 0.5 | -0.4
MO | 2032 | 62.0635 | 65.3405 | 70.1936 | 3.5412 | 5.0792 | 8.7017 | 46.4494 | 50.1528 | 56.4912 | 0.16958 | 0.9099 | 1.8377 | 53.3234 | 56.633 | 61.3944 | 3.1687 | 3.9779 | 4.6818 | 36.8412 | 39.8998 | 45.916 | -0.8259 | -0.09534 | 1.005 | -26.0624 | -26.8941 | -28.3623 | 1.3 | 0.5 | -0.4
MO | 2033 | 63.6547 | 66.9317 | 71.7848 | 3.123 | 4.6611 | 8.2836 | 48.4117 | 52.115 | 58.4534 | -0.18424 | 0.55608 | 1.4838 | 53.4859 | 56.7954 | 61.5568 | 2.7707 | 3.5798 | 4.2837 | 36.8478 | 39.9064 | 45.9226 | -1.2427 | -0.51215 | 0.58823 | -29.1014 | -29.9331 | -31.4013 | 1.3 | 0.5 | -0.4
MO | 2034 | 65.6647 | 68.9417 | 73.7948 | 2.5581 | 4.0961 | 7.7186 | 50.6695 | 54.3729 | 60.7113 | -0.62095 | 0.11937 | 1.0471 | 54.0754 | 57.3849 | 62.1463 | 2.2328 | 3.0419 | 3.7458 | 36.856 | 39.9146 | 45.9308 | -1.7571 | -1.0266 | 0.073787 | -32.0345 | -32.8663 | -34.3345 | 1.3 | 0.5 | -0.4
MOR | 2025 | 13.7991 | 15.0528 | 16.4721 | 5.0283 | 6.541 | 7.3945 | 12.3766 | 13.3142 | 15.3992 | 1.6312 | 3.4574 | 6.3529 | 10.0636 | 12.0901 | 13.5102 | -0.048424 | 0.74861 | 1.4773 | 11.0858 | 12.0322 | 12.4961 | 1.1122 | 1.3532 | 1.9831 | 2.2881 | 1.5408 | 1.302 | 2 | 1.6 | 0.65
MOR | 2026 | 13.8244 | 15.078 | 16.4973 | 5.226 | 6.7387 | 7.5922 | 12.3854 | 13.323 | 15.4081 | 1.6312 | 3.4574 | 6.3529 | 10.0636 | 12.0901 | 13.5102 | -0.10399 | 0.69305 | 1.4217 | 11.1278 | 12.0742 | 12.5381 | 1.1115 | 1.3525 | 1.9825 | 2.3991 | 1.6519 | 1.4131 | 2 | 1.6 | 0.65
MOR | 2027 | 13.8496 | 15.1032 | 16.5225 | 5.427 | 6.9397 | 7.7932 | 12.4342 | 13.3718 | 15.4569 | 1.6312 | 3.4574 | 6.3529 | 10.0636 | 12.0901 | 13.5102 | -0.13328 | 0.66376 | 1.3924 | 11.1127 | 12.0591 | 12.523 | 1.1125 | 1.3534 | 1.9834 | 2.4222 | 1.675 | 1.4362 | 2 | 1.6 | 0.65
MOR | 2028 | 13.9172 | 15.1709 | 16.5901 | 5.6246 | 7.1374 | 7.9909 | 12.5434 | 13.481 | 15.5661 | 1.6312 | 3.4574 | 6.3529 | 10.0636 | 12.0901 | 13.5102 | -0.093947 | 0.70309 | 1.4317 | 11.0613 | 12.0077 | 12.4716 | 1.1142 | 1.3551 | 1.9851 | 2.319 | 1.5718 | 1.333 | 2 | 1.6 | 0.65
MOR | 2029 | 13.9848 | 15.2385 | 16.6578 | 5.8197 | 7.3324 | 8.1859 | 12.6382 | 13.5758 | 15.6608 | 1.6312 | 3.4574 | 6.3529 | 10.0636 | 12.0901 | 13.5102 | -0.019882 | 0.77716 | 1.5058 | 11.026 | 11.9724 | 12.4363 | 1.1152 | 1.3562 | 1.9862 | 2.1709 | 1.4236 | 1.1848 | 2 | 1.6 | 0.65
MOR | 2030 | 14.0525 | 15.3061 | 16.7254 | 6.0153 | 7.5281 | 8.3816 | 12.7057 | 13.6433 | 15.7284 | 1.6312 | 3.4574 | 6.3529 | 10.0636 | 12.0901 | 13.5102 | 0.03025 | 0.82729 | 1.5559 | 11.0347 | 11.9812 | 12.4451 | 1.1152 | 1.3562 | 1.9862 | 2.0884 | 1.3411 | 1.1023 | 2 | 1.6 | 0.65
MOR | 2031 | 14.1201 | 15.3738 | 16.793 | 6.2145 | 7.7273 | 8.5808 | 12.7607 | 13.6983 | 15.7833 | 1.6312 | 3.4574 | 6.3529 | 10.0636 | 12.0901 | 13.5102 | 0.035743 | 0.83278 | 1.5614 | 11.0691 | 12.0155 | 12.4794 | 1.1147 | 1.3557 | 1.9857 | 2.1019 | 1.3546 | 1.1158 | 2 | 1.6 | 0.65
MOR | 2032 | 14.1878 | 15.4414 | 16.8607 | 6.4152 | 7.928 | 8.7815 | 12.8292 | 13.7668 | 15.8519 | 1.6312 | 3.4574 | 6.3529 | 10.0636 | 12.0901 | 13.5102 | 0.027182 | 0.82422 | 1.5529 | 11.0862 | 12.0326 | 12.4965 | 1.1148 | 1.3557 | 1.9857 | 2.1396 | 1.3924 | 1.1536 | 2 | 1.6 | 0.65
MOR | 2033 | 14.329 | 15.5827 | 17.0019 | 6.6143 | 8.1271 | 8.9806 | 12.9971 | 13.9347 | 16.0197 | 1.6312 | 3.4574 | 6.3529 | 10.0636 | 12.0901 | 13.5102 | 0.046793 | 0.84383 | 1.5725 | 11.0627 | 12.0092 | 12.4731 | 1.1158 | 1.3568 | 1.9868 | 2.1079 | 1.3607 | 1.1219 | 2 | 1.6 | 0.65
MOR | 2034 | 14.4703 | 15.7239 | 17.1432 | 6.8099 | 8.3227 | 9.1762 | 13.1807 | 14.1183 | 16.2033 | 1.6312 | 3.4574 | 6.3529 | 10.0636 | 12.0901 | 13.5102 | 0.10349 | 0.90052 | 1.6292 | 11.0135 | 11.96 | 12.4239 | 1.1175 | 1.3585 | 1.9885 | 1.9919 | 1.2446 | 1.0058 | 2 | 1.6 | 0.65
MR | 2025 | 13.4918 | 14.7495 | 17.3637 | -3.21 | -1.9868 | 1.2285 | 14.0989 | 16.6507 | 19.3156 | -5.1039 | -0.63976 | 11.5479 | 6.652 | 11.5134 | 14.9234 | -3.2294 | -2.5067 | -1.3442 | 13.4463 | 15.4194 | 18.3926 | -5.15 | -3.5 | -3 | -1.1156 | -2.1489 | -2.5156 | -3.2 | -3.75 | -4.2
MR | 2026 | 13.6197 | 14.8774 | 17.4916 | -3.3088 | -2.0856 | 1.1297 | 14.2268 | 16.7786 | 19.4435 | -5.1039 | -0.63976 | 11.5479 | 6.536 | 11.3974 | 14.8075 | -3.3921 | -2.6694 | -1.5069 | 13.4463 | 15.4194 | 18.3926 | -5.15 | -3.5 | -3 | -2.2506 | -3.2839 | -3.6507 | -3.2 | -3.75 | -4.2
MR | 2027 | 13.7476 | 15.0054 | 17.6195 | -3.4795 | -2.2563 | 0.95899 | 14.3548 | 16.9065 | 19.5714 | -5.1039 | -0.63976 | 11.5479 | 6.4925 | 11.3539 | 14.764 | -3.5807 | -2.858 | -1.6956 | 13.4463 | 15.4194 | 18.3926 | -5.15 | -3.5 | -3 | -3.288 | -4.3214 | -4.6881 | -3.2 | -3.75 | -4.2
MR | 2028 | 13.9489 | 15.2067 | 17.8209 | -3.7026 | -2.4794 | 0.73591 | 14.5561 | 17.1079 | 19.7728 | -5.1039 | -0.63976 | 11.5479 | 6.5184 | 11.3798 | 14.7898 | -3.7894 | -3.0667 | -1.9043 | 13.4463 | 15.4194 | 18.3926 | -5.15 | -3.5 | -3 | -4.2675 | -5.3009 | -5.6676 | -3.2 | -3.75 | -4.2
MR | 2029 | 14.1503 | 15.4081 | 18.0222 | -3.9263 | -2.7031 | 0.51223 | 14.7574 | 17.3092 | 19.9741 | -5.1039 | -0.63976 | 11.5479 | 6.5545 | 11.4159 | 14.8259 | -4 | -3.2772 | -2.1148 | 13.4463 | 15.4194 | 18.3926 | -5.15 | -3.5 | -3 | -5.2608 | -6.2941 | -6.6609 | -3.2 | -3.75 | -4.2
MR | 2030 | 14.3516 | 15.6094 | 18.2236 | -4.1089 | -2.8857 | 0.32962 | 14.9588 | 17.5106 | 20.1755 | -5.1039 | -0.63976 | 11.5479 | 6.5465 | 11.4079 | 14.8179 | -4.1959 | -3.4731 | -2.3107 | 13.4463 | 15.4194 | 18.3926 | -5.15 | -3.5 | -3 | -6.3093 | -7.3426 | -7.7094 | -3.2 | -3.75 | -4.2
MR | 2031 | 14.553 | 15.8108 | 18.4249 | -4.254 | -3.0308 | 0.18454 | 15.1601 | 17.7119 | 20.3768 | -5.1039 | -0.63976 | 11.5479 | 6.4953 | 11.3567 | 14.7667 | -4.3779 | -3.6551 | -2.4927 | 13.4463 | 15.4194 | 18.3926 | -5.15 | -3.5 | -3 | -7.4059 | -8.4392 | -8.8059 | -3.2 | -3.75 | -4.2
MR | 2032 | 14.7543 | 16.0121 | 18.6263 | -4.3999 | -3.1767 | 0.038625 | 15.3615 | 17.9133 | 20.5782 | -5.1039 | -0.63976 | 11.5479 | 6.4512 | 11.3126 | 14.7227 | -4.5596 | -3.8369 | -2.6745 | 13.4463 | 15.4194 | 18.3926 | -5.15 | -3.5 | -3 | -8.4947 | -9.528 | -9.8948 | -3.2 | -3.75 | -4.2
MR | 2033 | 15.1248 | 16.3826 | 18.9968 | -4.5824 | -3.3592 | -0.14387 | 15.732 | 18.2838 | 20.9487 | -5.1039 | -0.63976 | 11.5479 | 6.4621 | 11.3235 | 14.7335 | -4.7545 | -4.0318 | -2.8694 | 13.4463 | 15.4194 | 18.3926 | -5.15 | -3.5 | -3 | -9.527 | -10.5603 | -10.927 | -3.2 | -3.75 | -4.2
MR | 2034 | 15.4954 | 16.7531 | 19.3673 | -4.8019 | -3.5786 | -0.36335 | 16.1025 | 18.6543 | 21.3192 | -5.1039 | -0.63976 | 11.5479 | 6.5283 | 11.3897 | 14.7998 | -4.9623 | -4.2395 | -3.0771 | 13.4463 | 15.4194 | 18.3926 | -5.15 | -3.5 | -3 | -10.4983 | -11.5316 | -11.8983 | -3.2 | -3.75 | -4.2
MRR | 2025 | 42.2606 | 45.7865 | 53.7449 | 2.981 | 9.6292 | 13.4003 | 37.3988 | 41.276 | 47.8905 | 3.8075 | 8.5096 | 11.7242 | 42.802 | 44.498 | 45.9736 | 2.1535 | 7.777 | 12.187 | 31.9857 | 35.2327 | 36.9933 | -0.10298 | 1.5507 | 2.9404 | 28.4518 | 24.1468 | 21.1463 | 2.5449 | 1.1432 | 0.22508
MRR | 2026 | 42.7481 | 46.2739 | 54.2323 | 2.9755 | 9.6237 | 13.3948 | 37.703 | 41.5802 | 48.1947 | 3.8049 | 8.5071 | 11.7217 | 43.6504 | 45.3464 | 46.822 | 3.0496 | 8.6731 | 13.0831 | 31.8975 | 35.1446 | 36.9052 | -0.10298 | 1.5507 | 2.9404 | 28.5821 | 24.2772 | 21.2767 | 2.6866 | 1.2848 | 0.3667
MRR | 2027 | 42.8407 | 46.3666 | 54.325 | 2.9654 | 9.6136 | 13.3847 | 38.1903 | 42.0675 | 48.682 | 3.8035 | 8.5057 | 11.7203 | 43.6669 | 45.363 | 46.8386 | 3.0004 | 8.6239 | 13.0339 | 31.8506 | 35.0977 | 36.8583 | -0.10298 | 1.5507 | 2.9404 | 28.5217 | 24.2168 | 21.2163 | 2.947 | 1.5452 | 0.62708
MRR | 2028 | 42.9872 | 46.5131 | 54.4715 | 2.9507 | 9.5989 | 13.37 | 38.9397 | 42.8169 | 49.4314 | 3.8057 | 8.5078 | 11.7224 | 43.4642 | 45.1603 | 46.6359 | 2.3791 | 8.0026 | 12.4127 | 31.9244 | 35.1715 | 36.9321 | -0.10298 | 1.5507 | 2.9404 | 28.4842 | 24.1793 | 21.1788 | 3.3295 | 1.9277 | 1.0096
MRR | 2029 | 43.2519 | 46.7777 | 54.7362 | 2.9356 | 9.5837 | 13.3548 | 39.6194 | 43.4966 | 50.1111 | 3.8096 | 8.5118 | 11.7263 | 43.5105 | 45.2066 | 46.6822 | 1.8612 | 7.4847 | 11.8947 | 32.0589 | 35.3059 | 37.0665 | -0.10298 | 1.5507 | 2.9404 | 28.5628 | 24.2578 | 21.2573 | 3.7328 | 2.331 | 1.4129
MRR | 2030 | 43.6757 | 47.2016 | 55.16 | 2.9242 | 9.5723 | 13.3435 | 40.1479 | 44.0251 | 50.6396 | 3.8124 | 8.5146 | 11.7292 | 43.8922 | 45.5882 | 47.0638 | 1.8877 | 7.5112 | 11.9212 | 32.1562 | 35.4033 | 37.1639 | -0.10298 | 1.5507 | 2.9404 | 28.7161 | 24.4112 | 21.4107 | 4.0435 | 2.6417 | 1.7236
MRR | 2031 | 44.1453 | 47.6712 | 55.6296 | 2.9166 | 9.5648 | 13.3359 | 40.6008 | 44.478 | 51.0925 | 3.813 | 8.5151 | 11.7297 | 44.3702 | 46.0662 | 47.5418 | 2.3271 | 7.9506 | 12.3606 | 32.1753 | 35.4223 | 37.183 | -0.10298 | 1.5507 | 2.9404 | 28.8503 | 24.5454 | 21.5449 | 4.249 | 2.8472 | 1.9291
MRR | 2032 | 44.5095 | 48.0354 | 55.9938 | 2.9091 | 9.5572 | 13.3284 | 41.1316 | 45.0088 | 51.6233 | 3.8122 | 8.5143 | 11.7289 | 44.6261 | 46.3222 | 47.7978 | 2.6418 | 8.2654 | 12.6754 | 32.1482 | 35.3953 | 37.1559 | -0.10298 | 1.5507 | 2.9404 | 28.9014 | 24.5965 | 21.5959 | 4.4455 | 3.0437 | 2.1256
MRR | 2033 | 44.8399 | 48.3657 | 56.3241 | 2.8978 | 9.546 | 13.3171 | 41.9595 | 45.8368 | 52.4512 | 3.8114 | 8.5135 | 11.7281 | 44.5027 | 46.1988 | 47.6744 | 2.3918 | 8.0153 | 12.4253 | 32.1206 | 35.3677 | 37.1283 | -0.10298 | 1.5507 | 2.9404 | 28.8621 | 24.5571 | 21.5566 | 4.7422 | 3.3404 | 2.4223
MRR | 2034 | 45.0301 | 48.556 | 56.5144 | 2.8826 | 9.5308 | 13.3019 | 42.8804 | 46.7577 | 53.3722 | 3.8109 | 8.5131 | 11.7277 | 44.0842 | 45.7802 | 47.2558 | 1.605 | 7.2285 | 11.6385 | 32.1037 | 35.3508 | 37.1114 | -0.10298 | 1.5507 | 2.9404 | 28.7668 | 24.4619 | 21.4614 | 5.1461 | 3.7443 | 2.8262
MSR | 2025 | 30.0106 | 39.5416 | 52.5044 | 17.4914 | 18.8266 | 19.3961 | 44.7026 | 48.455 | 52.8978 | 12.6137 | 15.476 | 17.8732 | 13 | 16 | 23 | -14 | -6 | 8 | 28.8911 | 30.7195 | 33.8887 | 7.3042 | 10.6203 | 11.7974 | 32.8228 | 27.0506 | 26.1169 | 11.4821 | 10.7593 | 7.4728
MSR | 2026 | 30.0106 | 39.5416 | 52.5044 | 17.9023 | 19.2374 | 19.807 | 45.3457 | 49.098 | 53.5408 | 12.6137 | 15.476 | 17.8732 | 13 | 16 | 23 | -14 | -6 | 8 | 29.1801 | 31.0085 | 34.1777 | 7.3042 | 10.6203 | 11.7974 | 33.1588 | 27.3866 | 26.4529 | 11.4821 | 10.7593 | 7.4728
MSR | 2027 | 30.0106 | 39.5416 | 52.5044 | 18.3086 | 19.6438 | 20.2133 | 46.4863 | 50.2386 | 54.6814 | 12.6137 | 15.476 | 17.8732 | 13 | 16 | 23 | -14 | -6 | 8 | 29.6928 | 31.5211 | 34.6904 | 7.3042 | 10.6203 | 11.7974 | 33.5783 | 27.8062 | 26.8725 | 11.4821 | 10.7593 | 7.4728
MSR | 2028 | 30.0106 | 39.5416 | 52.5044 | 18.7285 | 20.0636 | 20.6332 | 47.9394 | 51.6917 | 56.1345 | 12.6137 | 15.476 | 17.8732 | 13 | 16 | 23 | -14 | -6 | 8 | 30.3459 | 32.1742 | 35.3434 | 7.3042 | 10.6203 | 11.7974 | 34.0905 | 28.3183 | 27.3846 | 11.4821 | 10.7593 | 7.4728
MSR | 2029 | 30.0106 | 39.5416 | 52.5044 | 19.1741 | 20.5093 | 21.0788 | 49.2963 | 53.0486 | 57.4914 | 12.6137 | 15.476 | 17.8732 | 13 | 16 | 23 | -14 | -6 | 8 | 30.9557 | 32.784 | 35.9533 | 7.3042 | 10.6203 | 11.7974 | 34.6395 | 28.8673 | 27.9336 | 11.4821 | 10.7593 | 7.4728
MSR | 2030 | 30.0106 | 39.5416 | 52.5044 | 19.644 | 20.9792 | 21.5487 | 50.3616 | 54.114 | 58.5568 | 12.6137 | 15.476 | 17.8732 | 13 | 16 | 23 | -14 | -6 | 8 | 31.4345 | 33.2629 | 36.4321 | 7.3042 | 10.6203 | 11.7974 | 35.1586 | 29.3864 | 28.4527 | 11.4821 | 10.7593 | 7.4728
MSR | 2031 | 30.0106 | 39.5416 | 52.5044 | 20.1309 | 21.4661 | 22.0356 | 51.2853 | 55.0376 | 59.4804 | 12.6137 | 15.476 | 17.8732 | 13 | 16 | 23 | -14 | -6 | 8 | 31.8497 | 33.678 | 36.8473 | 7.3042 | 10.6203 | 11.7974 | 35.6376 | 29.8654 | 28.9317 | 11.4821 | 10.7593 | 7.4728
MSR | 2032 | 30.0106 | 39.5416 | 52.5044 | 20.6219 | 21.9571 | 22.5266 | 52.3848 | 56.1371 | 60.5799 | 12.6137 | 15.476 | 17.8732 | 13 | 16 | 23 | -14 | -6 | 8 | 32.3438 | 34.1722 | 37.3414 | 7.3042 | 10.6203 | 11.7974 | 36.1219 | 30.3497 | 29.416 | 11.4821 | 10.7593 | 7.4728
MSR | 2033 | 30.0106 | 39.5416 | 52.5044 | 21.1084 | 22.4435 | 23.013 | 53.8019 | 57.5543 | 61.9971 | 12.6137 | 15.476 | 17.8732 | 13 | 16 | 23 | -14 | -6 | 8 | 32.9807 | 34.8091 | 37.9783 | 7.3042 | 10.6203 | 11.7974 | 36.6638 | 30.8916 | 29.9579 | 11.4821 | 10.7593 | 7.4728
MSR | 2034 | 30.0106 | 39.5416 | 52.5044 | 21.5856 | 22.9207 | 23.4902 | 55.4114 | 59.1637 | 63.6065 | 12.6137 | 15.476 | 17.8732 | 13 | 16 | 23 | -14 | -6 | 8 | 33.7041 | 35.5324 | 38.7017 | 7.3042 | 10.6203 | 11.7974 | 37.2601 | 31.488 | 30.5543 | 11.4821 | 10.7593 | 7.4728
MSS | 2025 | 72.8879 | 77.6025 | 83.1435 | -1.7779 | -0.83032 | 0.4205 | 58.8761 | 62.7226 | 69.4757 | -5.8898 | -4.8909 | -3.6221 | 62.1034 | 68.8921 | 76.146 | -3.8029 | -2.3242 | -1.7967 | 46.0042 | 60.0076 | 64.8539 | -5.923 | -5.1723 | -4.2932 | -23.529 | -26.9428 | -27.8807 | -4.7 | -6.8 | -9
MSS | 2026 | 73.5143 | 78.229 | 83.7699 | -1.7187 | -0.77111 | 0.47972 | 60.6013 | 64.4478 | 71.201 | -5.8934 | -4.8946 | -3.6257 | 61.7464 | 68.5351 | 75.789 | -3.5213 | -2.0426 | -1.5151 | 46.9632 | 60.9666 | 65.8129 | -5.923 | -5.1723 | -4.2932 | -29.8666 | -33.2805 | -34.2183 | -4.7 | -6.8 | -9
MSS | 2027 | 75.1841 | 79.8987 | 85.4397 | -2.1139 | -1.1663 | 0.084538 | 62.7133 | 66.5598 | 73.3129 | -5.8985 | -4.8997 | -3.6309 | 62.0974 | 68.8861 | 76.14 | -3.7982 | -2.3194 | -1.7919 | 48.3073 | 62.3107 | 67.157 | -5.923 | -5.1723 | -4.2932 | -36.4099 | -39.8237 | -40.7616 | -4.7 | -6.8 | -9
MSS | 2028 | 77.9874 | 82.702 | 88.243 | -2.8374 | -1.8898 | -0.63897 | 65.3945 | 69.241 | 75.9941 | -5.9044 | -4.9055 | -3.6367 | 63.0318 | 69.8205 | 77.0744 | -4.5351 | -3.0563 | -2.5289 | 49.8401 | 63.8435 | 68.6898 | -5.923 | -5.1723 | -4.2932 | -42.9495 | -46.3633 | -47.3012 | -4.7 | -6.8 | -9
MSS | 2029 | 80.6996 | 85.4143 | 90.9553 | -3.5213 | -2.5737 | -1.3228 | 67.8971 | 71.7437 | 78.4968 | -5.9095 | -4.9107 | -3.6419 | 63.8772 | 70.6659 | 77.9198 | -5.2018 | -3.7231 | -3.1956 | 51.1952 | 65.1986 | 70.0449 | -5.923 | -5.1723 | -4.2932 | -49.4433 | -52.8571 | -53.795 | -4.7 | -6.8 | -9
MSS | 2030 | 82.6742 | 87.3889 | 92.9298 | -3.8838 | -2.9362 | -1.6854 | 70.0752 | 73.9217 | 80.6748 | -5.9134 | -4.9146 | -3.6458 | 64.0814 | 70.8701 | 78.124 | -5.3628 | -3.8841 | -3.3566 | 52.2269 | 66.2304 | 71.0767 | -5.923 | -5.1723 | -4.2932 | -55.906 | -59.3198 | -60.2577 | -4.7 | -6.8 | -9
MSS | 2031 | 84.0025 | 88.7171 | 94.2581 | -3.9649 | -3.0173 | -1.7665 | 72.1078 | 75.9544 | 82.7075 | -5.9168 | -4.918 | -3.6492 | 63.7343 | 70.5229 | 77.7769 | -5.089 | -3.6103 | -3.0828 | 53.1139 | 67.1173 | 71.9636 | -5.923 | -5.1723 | -4.2932 | -62.4051 | -65.8189 | -66.7568 | -4.7 | -6.8 | -9
MSS | 2032 | 85.3468 | 90.0615 | 95.6024 | -4.053 | -3.1054 | -1.8546 | 74.3216 | 78.1681 | 84.9212 | -5.9209 | -4.9221 | -3.6532 | 63.4549 | 70.2436 | 77.4975 | -4.8687 | -3.39 | -2.8625 | 54.1811 | 68.1846 | 73.0309 | -5.923 | -5.1723 | -4.2932 | -68.9258 | -72.3396 | -73.2775 | -4.7 | -6.8 | -9
MSS | 2033 | 87.9663 | 92.681 | 98.2219 | -4.4079 | -3.4603 | -2.2094 | 77.5229 | 81.3694 | 88.1225 | -5.9262 | -4.9274 | -3.6585 | 63.7972 | 70.5859 | 77.8398 | -5.1386 | -3.6599 | -3.1324 | 55.5721 | 69.5755 | 74.4218 | -5.923 | -5.1723 | -4.2932 | -75.4386 | -78.8524 | -79.7903 | -4.7 | -6.8 | -9
MSS | 2034 | 91.2159 | 95.9305 | 101.4715 | -5.0371 | -4.0896 | -2.8387 | 80.9228 | 84.7694 | 91.5225 | -5.9322 | -4.9334 | -3.6646 | 64.7629 | 71.5516 | 78.8055 | -5.9002 | -4.4215 | -3.894 | 57.1609 | 71.1643 | 76.0106 | -5.923 | -5.1723 | -4.2932 | -81.8951 | -85.3089 | -86.2468 | -4.7 | -6.8 | -9
MUC | 2025 | 27.0811 | 28.5596 | 30.425 | 1.0467 | 2.3263 | 4.6628 | 19.2854 | 20.7201 | 22.7778 | -3.1949 | -2.2523 | -1.3015 | 24.9173 | 26.6082 | 28.7263 | 0.30558 | 0.86433 | 1.58 | 18.7597 | 19.6754 | 20.6751 | -3.6944 | -2.4491 | -2.0135 | -2.3416 | -3.6071 | -3.9845 | -2.3 | -3.9 | -4.5
MUC | 2026 | 27.1616 | 28.6401 | 30.5054 | 1.0534 | 2.333 | 4.6695 | 19.5948 | 21.0294 | 23.0871 | -3.1982 | -2.2556 | -1.3048 | 24.8004 | 26.4913 | 28.6094 | 0.015659 | 0.57441 | 1.2901 | 18.6438 | 19.5596 | 20.5592 | -3.7531 | -2.5078 | -2.0722 | -4.0617 | -5.3272 | -5.7046 | -2.3 | -3.9 | -4.5
MUC | 2027 | 27.5335 | 29.0121 | 30.8774 | 0.8201 | 2.0997 | 4.4362 | 19.909 | 21.3437 | 23.4014 | -3.1822 | -2.2396 | -1.2888 | 25.0972 | 26.7882 | 28.9063 | -0.11494 | 0.44381 | 1.1595 | 18.91 | 19.8258 | 20.8255 | -3.8534 | -2.6081 | -2.1725 | -5.9499 | -7.2154 | -7.5927 | -2.3 | -3.9 | -4.5
MUC | 2028 | 28.2835 | 29.762 | 31.6273 | 0.37425 | 1.6538 | 3.9903 | 20.3579 | 21.7925 | 23.8502 | -3.2012 | -2.2586 | -1.3078 | 25.7498 | 27.4407 | 29.5588 | -0.18544 | 0.37331 | 1.089 | 19.3703 | 20.286 | 21.2857 | -3.9787 | -2.7335 | -2.2978 | -7.8823 | -9.1478 | -9.5251 | -2.3 | -3.9 | -4.5
MUC | 2029 | 29.0394 | 30.5179 | 32.3833 | -0.076536 | 1.203 | 3.5395 | 20.8059 | 22.2406 | 24.2983 | -3.2391 | -2.2965 | -1.3457 | 26.406 | 28.0969 | 30.215 | -0.3063 | 0.25245 | 0.96814 | 19.6621 | 20.5779 | 21.5776 | -4.0862 | -2.8409 | -2.4052 | -9.7763 | -11.0419 | -11.4192 | -2.3 | -3.9 | -4.5
MUC | 2030 | 29.5697 | 31.0482 | 32.9136 | -0.34147 | 0.93809 | 3.2746 | 21.2402 | 22.6748 | 24.7325 | -3.2611 | -2.3185 | -1.3677 | 26.7493 | 28.4402 | 30.5583 | -0.52547 | 0.033289 | 0.74898 | 19.6543 | 20.57 | 21.5697 | -4.1577 | -2.9125 | -2.4768 | -11.5987 | -12.8642 | -13.2415 | -2.3 | -3.9 | -4.5
MUC | 2031 | 29.8712 | 31.3497 | 33.2151 | -0.41795 | 0.86161 | 3.1981 | 21.6641 | 23.0987 | 25.1564 | -3.2606 | -2.3181 | -1.3672 | 26.7781 | 28.469 | 30.5871 | -0.80829 | -0.24953 | 0.46616 | 19.5652 | 20.4809 | 21.4806 | -4.2175 | -2.9722 | -2.5366 | -13.3848 | -14.6504 | -15.0277 | -2.3 | -3.9 | -4.5
MUC | 2032 | 30.1434 | 31.622 | 33.4873 | -0.47033 | 0.80923 | 3.1457 | 22.0945 | 23.5291 | 25.5868 | -3.2625 | -2.32 | -1.3691 | 26.7675 | 28.4584 | 30.5765 | -1.0759 | -0.51711 | 0.19858 | 19.7506 | 20.6664 | 21.6661 | -4.3081 | -3.0628 | -2.6272 | -15.1844 | -16.45 | -16.8273 | -2.3 | -3.9 | -4.5
MUC | 2033 | 30.7483 | 32.2269 | 34.0922 | -0.66162 | 0.61794 | 2.9545 | 22.704 | 24.1387 | 26.1964 | -3.287 | -2.3444 | -1.3936 | 26.9881 | 28.679 | 30.7971 | -1.2729 | -0.71412 | 0.0015661 | 20.3502 | 21.266 | 22.2657 | -4.447 | -3.2017 | -2.766 | -17.0351 | -18.3006 | -18.6779 | -2.3 | -3.9 | -4.5
MUC | 2034 | 31.5402 | 33.0187 | 34.884 | -1.0069 | 0.27268 | 2.6092 | 23.3238 | 24.7585 | 26.8162 | -3.3278 | -2.3853 | -1.4344 | 27.465 | 29.1559 | 31.274 | -1.4036 | -0.84486 | -0.12917 | 21.1892 | 22.1049 | 23.1046 | -4.6142 | -3.369 | -2.9333 | -18.921 | -20.1865 | -20.5638 | -2.3 | -3.9 | -4.5
MUL | 2025 | 44.8838 | 49.2278 | 56.0088 | 2.3915 | 4.9366 | 8.5971 | 39.4749 | 41.1561 | 42.7849 | 0.72979 | 2.8891 | 4.1368 | 35.4612 | 42.4231 | 48.8107 | 2.0908 | 3.8658 | 5.9243 | 30.8446 | 36.0213 | 39.4056 | -1.0069 | 0.041151 | 2.4821 | 0 | 0 | 0 | 0.3 | -0.37 | -2
MUL | 2026 | 45.3354 | 49.6795 | 56.4605 | 1.898 | 4.443 | 8.1035 | 40.2067 | 41.8879 | 43.5167 | 0.57129 | 2.7307 | 3.9783 | 35.0292 | 41.9911 | 48.3787 | 1.521 | 3.296 | 5.3545 | 30.8446 | 36.0213 | 39.4056 | -1.2071 | -0.15911 | 2.2819 | 0 | 0 | 0 | 0.3 | -0.37 | -2
MUL | 2027 | 46.0531 | 50.3971 | 57.1781 | 1.4975 | 4.0425 | 7.703 | 40.9385 | 42.6197 | 44.2485 | 0.45521 | 2.6146 | 3.8622 | 35.0073 | 41.9692 | 48.3568 | 1.0583 | 2.8332 | 4.8918 | 30.8446 | 36.0213 | 39.4056 | -1.3538 | -0.30578 | 2.1352 | 0 | 0 | 0 | 0.3 | -0.37 | -2
MUL | 2028 | 47.2315 | 51.5756 | 58.3566 | 1.1579 | 3.7029 | 7.3634 | 41.9294 | 43.6107 | 45.2395 | 0.36298 | 2.5223 | 3.77 | 35.2965 | 42.2584 | 48.646 | 0.72044 | 2.4954 | 4.5539 | 30.8446 | 36.0213 | 39.4056 | -1.4704 | -0.42233 | 2.0187 | 0 | 0 | 0 | 0.3 | -0.37 | -2
MUL | 2029 | 48.5015 | 52.8455 | 59.6266 | 0.85041 | 3.3954 | 7.0559 | 42.9204 | 44.6016 | 46.2304 | 0.24962 | 2.409 | 3.6567 | 35.7269 | 42.6888 | 49.0764 | 0.38502 | 2.16 | 4.2185 | 30.8446 | 36.0213 | 39.4056 | -1.6136 | -0.56555 | 1.8754 | 0 | 0 | 0 | 0.3 | -0.37 | -2
MUL | 2030 | 49.7468 | 54.0908 | 60.8718 | 0.5466 | 3.0916 | 6.7521 | 43.9113 | 45.5926 | 47.2214 | 0.093331 | 2.2527 | 3.5004 | 36.1191 | 43.081 | 49.4687 | -0.070894 | 1.704 | 3.7626 | 30.8446 | 36.0213 | 39.4056 | -1.8111 | -0.76303 | 1.678 | 0 | 0 | 0 | 0.3 | -0.37 | -2
MUL | 2031 | 50.8761 | 55.2201 | 62.0012 | 0.20202 | 2.747 | 6.4075 | 44.9023 | 46.5836 | 48.2123 | -0.082892 | 2.0765 | 3.3241 | 36.3326 | 43.2945 | 49.6821 | -0.64674 | 1.1282 | 3.1867 | 30.8446 | 36.0213 | 39.4056 | -2.0337 | -0.98569 | 1.4553 | 0 | 0 | 0 | 0.3 | -0.37 | -2
MUL | 2032 | 51.8401 | 56.1841 | 62.9652 | -0.22928 | 2.3157 | 5.9762 | 45.8933 | 47.5745 | 49.2033 | -0.23517 | 1.9242 | 3.1719 | 36.291 | 43.2529 | 49.6405 | -1.2173 | 0.55764 | 2.6162 | 30.8446 | 36.0213 | 39.4056 | -2.2261 | -1.1781 | 1.2629 | 0 | 0 | 0 | 0.3 | -0.37 | -2
MUL | 2033 | 53.1435 | 57.4875 | 64.2686 | -0.76572 | 1.7793 | 5.4398 | 47.3805 | 49.0617 | 50.6905 | -0.34186 | 1.8175 | 3.0652 | 36.0074 | 42.9694 | 49.357 | -1.6625 | 0.11245 | 2.171 | 30.8446 | 36.0213 | 39.4056 | -2.3609 | -1.3129 | 1.1281 | 0 | 0 | 0 | 0.3 | -0.37 | -2
MUL | 2034 | 54.3508 | 58.6948 | 65.4759 | -1.3748 | 1.1702 | 4.8307 | 48.8677 | 50.549 | 52.1777 | -0.4213 | 1.7381 | 2.9857 | 35.5757 | 42.5376 | 48.9252 | -1.9751 | -0.20015 | 1.8584 | 30.8446 | 36.0213 | 39.4056 | -2.4613 | -1.4133 | 1.0277 | 0 | 0 | 0 | 0.3 | -0.37 | -2
MUR | 2025 | 34.8993 | 37.5699 | 41.857 | 4.5752 | 5.2319 | 6.065 | 23.0797 | 28.8625 | 33.5226 | -0.36265 | 0.15588 | 1.4375 | 31.5544 | 33.7598 | 35.9241 | 1.0257 | 2.9409 | 3.9699 | 25.5377 | 27.0765 | 28.7581 | -1.5822 | -1.4664 | -1.3962 | 14.8249 | 10.4182 | 6.9251 | -0.8 | -1.77 | -2.4
MUR | 2026 | 35.1744 | 37.845 | 42.1321 | 4.4302 | 5.0869 | 5.92 | 23.3301 | 29.1129 | 33.773 | -0.61133 | -0.092798 | 1.1889 | 31.5544 | 33.7598 | 35.9241 | 0.85056 | 2.7658 | 3.7948 | 25.5578 | 27.0966 | 28.7782 | -1.6555 | -1.5397 | -1.4695 | 14.8266 | 10.4199 | 6.9268 | -0.8 | -1.77 | -2.4
MUR | 2027 | 35.4571 | 38.1277 | 42.4148 | 4.4072 | 5.064 | 5.897 | 23.5805 | 29.3634 | 34.0234 | -0.60585 | -0.087321 | 1.1943 | 31.5544 | 33.7598 | 35.9241 | 0.86075 | 2.776 | 3.805 | 25.5855 | 27.1243 | 28.8058 | -1.652 | -1.5362 | -1.466 | 14.8284 | 10.4218 | 6.9287 | -0.8 | -1.77 | -2.4
MUR | 2028 | 35.8439 | 38.5145 | 42.8016 | 4.4868 | 5.1436 | 5.9766 | 23.9204 | 29.7033 | 34.3633 | -0.49339 | 0.025143 | 1.3068 | 31.5544 | 33.7598 | 35.9241 | 1.0535 | 2.9688 | 3.9977 | 25.6211 | 27.1599 | 28.8414 | -1.6126 | -1.4968 | -1.4266 | 14.8309 | 10.4242 | 6.9311 | -0.8 | -1.77 | -2.4
MUR | 2029 | 36.2373 | 38.9079 | 43.1949 | 4.5572 | 5.2139 | 6.047 | 24.2603 | 30.0432 | 34.7032 | -0.49422 | 0.024316 | 1.306 | 31.5544 | 33.7598 | 35.9241 | 1.2511 | 3.1664 | 4.1953 | 25.6528 | 27.1917 | 28.8732 | -1.6087 | -1.4929 | -1.4227 | 14.8335 | 10.4269 | 6.9337 | -0.8 | -1.77 | -2.4
MUR | 2030 | 36.6246 | 39.2952 | 43.5823 | 4.5236 | 5.1803 | 6.0134 | 24.6002 | 30.3831 | 35.0431 | -0.70478 | -0.18625 | 1.0954 | 31.5544 | 33.7598 | 35.9241 | 1.285 | 3.2003 | 4.2292 | 25.6758 | 27.2147 | 28.8962 | -1.6704 | -1.5546 | -1.4844 | 14.8359 | 10.4293 | 6.9362 | -0.8 | -1.77 | -2.4
MUR | 2031 | 37.002 | 39.6726 | 43.9596 | 4.3966 | 5.0533 | 5.8864 | 24.9401 | 30.723 | 35.383 | -1.0392 | -0.52067 | 0.761 | 31.5544 | 33.7598 | 35.9241 | 1.1592 | 3.0744 | 4.1034 | 25.6996 | 27.2385 | 28.92 | -1.7639 | -1.6481 | -1.5779 | 14.838 | 10.4313 | 6.9382 | -0.8 | -1.77 | -2.4
MUR | 2032 | 37.3759 | 40.0465 | 44.3336 | 4.2781 | 4.9348 | 5.7679 | 25.28 | 31.0629 | 35.7229 | -1.3266 | -0.80804 | 0.47363 | 31.5544 | 33.7598 | 35.9241 | 1.0373 | 2.9525 | 3.9815 | 25.7401 | 27.279 | 28.9605 | -1.8265 | -1.7107 | -1.6405 | 14.84 | 10.4334 | 6.9402 | -0.8 | -1.77 | -2.4
MUR | 2033 | 37.9461 | 40.6167 | 44.9038 | 4.2616 | 4.9183 | 5.7514 | 25.8105 | 31.5934 | 36.2534 | -1.4735 | -0.95494 | 0.32672 | 31.5544 | 33.7598 | 35.9241 | 1.078 | 2.9932 | 4.0222 | 25.8029 | 27.3418 | 29.0233 | -1.8276 | -1.7118 | -1.6417 | 14.8425 | 10.4359 | 6.9427 | -0.8 | -1.77 | -2.4
MUR | 2034 | 38.5238 | 41.1944 | 45.4815 | 4.3494 | 5.0062 | 5.8393 | 26.341 | 32.1239 | 36.7839 | -1.5294 | -1.0109 | 0.27078 | 31.5544 | 33.7598 | 35.9241 | 1.2898 | 3.2051 | 4.2341 | 25.8785 | 27.4173 | 29.0989 | -1.791 | -1.6752 | -1.605 | 14.8455 | 10.4389 | 6.9458 | -0.8 | -1.77 | -2.4
MYR | 2025 | 36.711 | 40.4144 | 45.1232 | 4.8448 | 5.7481 | 6.655 | 27.8395 | 32.7116 | 34.4795 | 0.38487 | 1.3668 | 2.6822 | 32.1105 | 40.494 | 43.5547 | 3.6026 | 4.6487 | 5.7626 | 24.0924 | 30.2956 | 32.2059 | 0.17935 | 1.317 | 2.0909 | 4.0682 | -0.17677 | -4.5264 | -1 | -1.85 | -2.5
MYR | 2026 | 36.4021 | 40.1056 | 44.8144 | 3.9973 | 4.9006 | 5.8075 | 28.0895 | 32.9616 | 34.7295 | 0.38487 | 1.3668 | 2.6822 | 32.0617 | 40.4452 | 43.5059 | 3.2177 | 4.2637 | 5.3776 | 24.0924 | 30.2956 | 32.2059 | 0.17935 | 1.317 | 2.0909 | 2.3165 | -1.9285 | -6.2781 | -1 | -1.85 | -2.5
MYR | 2027 | 36.4136 | 40.117 | 44.8258 | 3.6351 | 4.5384 | 5.4453 | 28.4025 | 33.2747 | 35.0425 | 0.38487 | 1.3668 | 2.6822 | 32.0557 | 40.4392 | 43.4998 | 3.0206 | 4.0667 | 5.1806 | 24.0924 | 30.2956 | 32.2059 | 0.17935 | 1.317 | 2.0909 | 0.49309 | -3.7519 | -8.1015 | -1 | -1.85 | -2.5
MYR | 2028 | 36.8525 | 40.5559 | 45.2647 | 3.7269 | 4.6301 | 5.5371 | 28.9185 | 33.7906 | 35.5585 | 0.38487 | 1.3668 | 2.6822 | 32.1014 | 40.485 | 43.5456 | 2.9735 | 4.0195 | 5.1335 | 24.0924 | 30.2956 | 32.2059 | 0.17935 | 1.317 | 2.0909 | -1.3451 | -5.5901 | -9.9397 | -1 | -1.85 | -2.5
MYR | 2029 | 37.2867 | 40.9902 | 45.6989 | 3.874 | 4.7773 | 5.6842 | 29.4008 | 34.2729 | 36.0408 | 0.38487 | 1.3668 | 2.6822 | 32.1632 | 40.5467 | 43.6073 | 2.9237 | 3.9697 | 5.0837 | 24.0924 | 30.2956 | 32.2059 | 0.17935 | 1.317 | 2.0909 | -3.1943 | -7.4392 | -11.7889 | -1 | -1.85 | -2.5
MYR | 2030 | 37.4979 | 41.2014 | 45.9102 | 3.6956 | 4.5989 | 5.5058 | 29.8273 | 34.6994 | 36.4672 | 0.38487 | 1.3668 | 2.6822 | 32.1983 | 40.5819 | 43.6425 | 2.743 | 3.789 | 4.9029 | 24.0924 | 30.2956 | 32.2059 | 0.17935 | 1.317 | 2.0909 | -5.0569 | -9.3018 | -13.6515 | -1 | -1.85 | -2.5
MYR | 2031 | 37.4833 | 41.1867 | 45.8955 | 3.1577 | 4.061 | 4.9679 | 30.2418 | 35.114 | 36.8818 | 0.38487 | 1.3668 | 2.6822 | 32.1988 | 40.5824 | 43.643 | 2.4297 | 3.4757 | 4.5896 | 24.0924 | 30.2956 | 32.2059 | 0.17935 | 1.317 | 2.0909 | -6.9317 | -11.1767 | -15.5264 | -1 | -1.85 | -2.5
MYR | 2032 | 37.4297 | 41.1331 | 45.8419 | 2.5582 | 3.4615 | 4.3684 | 30.7133 | 35.5855 | 37.3533 | 0.38487 | 1.3668 | 2.6822 | 32.1934 | 40.577 | 43.6376 | 2.0935 | 3.1396 | 4.2535 | 24.0924 | 30.2956 | 32.2059 | 0.17935 | 1.317 | 2.0909 | -8.7833 | -13.0283 | -17.378 | -1 | -1.85 | -2.5
MYR | 2033 | 37.8555 | 41.5589 | 46.2677 | 2.208 | 3.1113 | 4.0182 | 31.6016 | 36.4737 | 38.2416 | 0.38487 | 1.3668 | 2.6822 | 32.2149 | 40.5984 | 43.6591 | 1.8432 | 2.8892 | 4.0032 | 24.0924 | 30.2956 | 32.2059 | 0.17935 | 1.317 | 2.0909 | -10.5827 | -14.8276 | -19.1773 | -1 | -1.85 | -2.5
MYR | 2034 | 38.4537 | 42.1571 | 46.8659 | 2.1499 | 3.0531 | 3.9601 | 32.5378 | 37.4099 | 39.1777 | 0.38487 | 1.3668 | 2.6822 | 32.2676 | 40.6511 | 43.7118 | 1.6939 | 2.74 | 3.8539 | 24.0924 | 30.2956 | 32.2059 | 0.17935 | 1.317 | 2.0909 | -12.3262 | -16.5712 | -20.9209 | -1 | -1.85 | -2.5
NB | 2025 | 53.2619 | 58.5154 | 64.4715 | 5.5736 | 7.0881 | 9.2708 | 45.6669 | 51.4865 | 58.6079 | 0.30019 | 1.8906 | 3.2221 | 43.141 | 49.9752 | 54.3026 | 5.1126 | 6.3978 | 7.7765 | 41.2933 | 45.9879 | 56.2282 | -0.13345 | 0.74597 | 1.912 | -6.1179 | -9.7282 | -11.5412 | -0.6 | -1.8 | -2.5
NB | 2026 | 53.6481 | 58.9016 | 64.8577 | 4.9646 | 6.4792 | 8.6619 | 46.2332 | 52.0528 | 59.1742 | 0.30019 | 1.8906 | 3.2221 | 42.7346 | 49.5689 | 53.8963 | 4.4284 | 5.7137 | 7.0923 | 41.1351 | 45.8297 | 56.0699 | 0.0054801 | 0.8849 | 2.0509 | -8.9044 | -12.5146 | -14.3277 | -0.6 | -1.8 | -2.5
NB | 2027 | 54.303 | 59.5565 | 65.5126 | 4.4322 | 5.9467 | 8.1294 | 46.7995 | 52.6191 | 59.7406 | 0.30019 | 1.8906 | 3.2221 | 42.8911 | 49.7253 | 54.0527 | 3.7223 | 5.0076 | 6.3862 | 41.3613 | 46.056 | 56.2962 | -0.19316 | 0.68627 | 1.8523 | -12.0279 | -15.6381 | -17.4512 | -0.6 | -1.8 | -2.5
NB | 2028 | 55.6095 | 60.863 | 66.8191 | 3.9804 | 5.495 | 7.6776 | 47.7809 | 53.6006 | 60.722 | 0.30019 | 1.8906 | 3.2221 | 43.415 | 50.2493 | 54.5767 | 3.0408 | 4.326 | 5.7047 | 41.7965 | 46.4911 | 56.7313 | -0.57512 | 0.3043 | 1.4703 | -15.3561 | -18.9663 | -20.7794 | -0.6 | -1.8 | -2.5
NB | 2029 | 56.9465 | 62.2 | 68.1561 | 3.4986 | 5.0131 | 7.1958 | 48.7624 | 54.582 | 61.7034 | 0.30019 | 1.8906 | 3.2221 | 44.0745 | 50.9087 | 55.2362 | 2.2926 | 3.5778 | 4.9565 | 42.0919 | 46.7866 | 57.0268 | -0.83447 | 0.044953 | 1.211 | -18.692 | -22.3022 | -24.1152 | -0.6 | -1.8 | -2.5
NB | 2030 | 58.1271 | 63.3806 | 69.3367 | 2.8944 | 4.4089 | 6.5916 | 49.7438 | 55.5635 | 62.6849 | 0.30019 | 1.8906 | 3.2221 | 44.7098 | 51.544 | 55.8715 | 1.3949 | 2.6801 | 4.0588 | 42.1181 | 46.8128 | 57.053 | -0.85746 | 0.021958 | 1.188 | -21.8745 | -25.4847 | -27.2978 | -0.6 | -1.8 | -2.5
NB | 2031 | 59.138 | 64.3915 | 70.3476 | 2.185 | 3.6996 | 5.8823 | 50.7253 | 56.5449 | 63.6663 | 0.30019 | 1.8906 | 3.2221 | 45.2724 | 52.1067 | 56.4341 | 0.37957 | 1.6648 | 3.0435 | 42.0789 | 46.7735 | 57.0137 | -0.82301 | 0.056415 | 1.2224 | -24.921 | -28.5312 | -30.3442 | -0.6 | -1.8 | -2.5
NB | 2032 | 60.1189 | 65.3724 | 71.3285 | 1.486 | 3.0006 | 5.1832 | 51.7067 | 57.5264 | 64.6478 | 0.30019 | 1.8906 | 3.2221 | 45.7786 | 52.6128 | 56.9403 | -0.61081 | 0.67442 | 2.0531 | 42.309 | 47.0036 | 57.2439 | -1.025 | -0.1456 | 1.0204 | -27.9634 | -31.5736 | -33.3866 | -0.6 | -1.8 | -2.5
NB | 2033 | 61.7738 | 67.0273 | 72.9834 | 0.89786 | 2.4124 | 4.5951 | 53.2489 | 59.0686 | 66.19 | 0.30019 | 1.8906 | 3.2221 | 46.2609 | 53.0951 | 57.4225 | -1.456 | -0.17078 | 1.2079 | 42.9378 | 47.6325 | 57.8727 | -1.577 | -0.69759 | 0.46843 | -31.142 | -34.7522 | -36.5653 | -0.6 | -1.8 | -2.5
NB | 2034 | 63.5598 | 68.8133 | 74.7694 | 0.42452 | 1.9391 | 4.1217 | 54.7912 | 60.6108 | 67.7322 | 0.30019 | 1.8906 | 3.2221 | 46.7349 | 53.5692 | 57.8966 | -2.1543 | -0.8691 | 0.50957 | 43.7965 | 48.4911 | 58.7313 | -2.3307 | -1.4513 | -0.28528 | -34.447 | -38.0572 | -39.8703 | -0.6 | -1.8 | -2.5
NGN | 2025 | 15.0243 | 15.8076 | 16.7671 | 1.3045 | 2.3596 | 3.0154 | 15.2945 | 15.9119 | 16.8701 | -0.18915 | 0.57083 | 1.6116 | 10.9353 | 12.1228 | 13.6528 | -1.4215 | -0.33272 | 0.062063 | 13.1705 | 14.5602 | 15.0086 | -1.551 | -0.46601 | 0.3575 | 2.6199 | 1.5231 | 1.1484 | -2.3 | -2.65 | -3.3
NGN | 2026 | 15.0452 | 15.8286 | 16.7881 | 1.1093 | 2.1644 | 2.8202 | 15.1263 | 15.7438 | 16.7019 | 0.021849 | 0.78183 | 1.8226 | 10.9355 | 12.123 | 13.653 | -1.5516 | -0.46282 | -0.068034 | 12.4438 | 13.8335 | 14.2819 | -1.5269 | -0.44183 | 0.38168 | 2.6199 | 1.5231 | 1.1484 | -2.3 | -2.65 | -3.3
NGN | 2027 | 15.0662 | 15.8496 | 16.8091 | 0.72111 | 1.7762 | 2.432 | 15.1135 | 15.7309 | 16.6891 | 0.022041 | 0.78202 | 1.8228 | 10.927 | 12.1145 | 13.6445 | -1.8103 | -0.7216 | -0.32682 | 12.159 | 13.5487 | 13.9971 | -1.5349 | -0.44991 | 0.37359 | 2.6199 | 1.5231 | 1.1484 | -2.3 | -2.65 | -3.3
NGN | 2028 | 15.1711 | 15.9545 | 16.914 | 0.2914 | 1.3465 | 2.0023 | 15.3222 | 15.9396 | 16.8978 | -0.12909 | 0.63089 | 1.6717 | 10.9286 | 12.1161 | 13.6461 | -2.0968 | -1.008 | -0.61325 | 12.2221 | 13.6119 | 14.0602 | -1.5599 | -0.47485 | 0.34866 | 2.6199 | 1.5231 | 1.1484 | -2.3 | -2.65 | -3.3
NGN | 2029 | 15.276 | 16.0594 | 17.0189 | -0.016009 | 1.0391 | 1.6949 | 15.5422 | 16.1597 | 17.1179 | -0.27025 | 0.48974 | 1.5305 | 10.9535 | 12.141 | 13.671 | -2.3017 | -1.2129 | -0.81816 | 12.2719 | 13.6617 | 14.11 | -1.5788 | -0.49375 | 0.32975 | 2.6199 | 1.5231 | 1.1484 | -2.3 | -2.65 | -3.3
NGN | 2030 | 15.3809 | 16.1643 | 17.1238 | -0.12552 | 0.92956 | 1.5853 | 15.6945 | 16.3119 | 17.2701 | -0.31227 | 0.44771 | 1.4885 | 11.0021 | 12.1896 | 13.7195 | -2.3747 | -1.2859 | -0.89116 | 12.1098 | 13.4996 | 13.9479 | -1.5813 | -0.49624 | 0.32727 | 2.6199 | 1.5231 | 1.1484 | -2.3 | -2.65 | -3.3
NGN | 2031 | 15.4858 | 16.2692 | 17.2287 | -0.089423 | 0.96566 | 1.6214 | 15.8198 | 16.4373 | 17.3955 | -0.30738 | 0.4526 | 1.4934 | 11.0633 | 12.2508 | 13.7807 | -2.3506 | -1.2619 | -0.86709 | 11.8827 | 13.2725 | 13.7208 | -1.5747 | -0.4897 | 0.33381 | 2.6199 | 1.5231 | 1.1484 | -2.3 | -2.65 | -3.3
NGN | 2032 | 15.5907 | 16.3741 | 17.3336 | -0.029773 | 1.0253 | 1.6811 | 16.0265 | 16.6439 | 17.6021 | -0.38178 | 0.37821 | 1.419 | 11.1227 | 12.3102 | 13.8402 | -2.3109 | -1.2221 | -0.82733 | 11.9111 | 13.3008 | 13.7492 | -1.5748 | -0.48978 | 0.33373 | 2.6199 | 1.5231 | 1.1484 | -2.3 | -2.65 | -3.3
NGN | 2033 | 15.8054 | 16.5887 | 17.5482 | -0.041693 | 1.0134 | 1.6692 | 16.475 | 17.0924 | 18.0506 | -0.59645 | 0.16353 | 1.2043 | 11.1721 | 12.3596 | 13.8896 | -2.3188 | -1.2301 | -0.83528 | 12.3363 | 13.726 | 14.1744 | -1.5894 | -0.5044 | 0.31911 | 2.6199 | 1.5231 | 1.1484 | -2.3 | -2.65 | -3.3
NGN | 2034 | 16.02 | 16.8034 | 17.7629 | -0.13342 | 0.92166 | 1.5774 | 17.0026 | 17.62 | 18.5782 | -0.8964 | -0.13642 | 0.90439 | 11.212 | 12.3995 | 13.9295 | -2.3799 | -1.2912 | -0.89642 | 12.9951 | 14.3849 | 14.8332 | -1.6132 | -0.52815 | 0.29536 | 2.6199 | 1.5231 | 1.1484 | -2.3 | -2.65 | -3.3
NOR | 2025 | 27.6901 | 29.3815 | 31.4876 | 2.367 | 2.9933 | 3.3391 | 25.7542 | 27.4362 | 28.8275 | 0.057639 | 0.40751 | 0.86789 | 22.3509 | 24.4707 | 27.4364 | 0.43174 | 1.5465 | 1.7624 | 24.8011 | 25.8131 | 27.3466 | -0.64266 | -0.32622 | 0.36441 | -0.078945 | -2.7043 | -3.7627 | -1.7238 | -2.454 | -2.9635
NOR | 2026 | 31.7883 | 33.4797 | 35.5858 | 2.416 | 3.0424 | 3.3882 | 25.8261 | 27.5081 | 28.8994 | 0.16834 | 0.51821 | 0.97859 | 26.2907 | 28.4104 | 31.3761 | 0.43154 | 1.5463 | 1.7622 | 24.3489 | 25.3609 | 26.8944 | -0.61034 | -0.29389 | 0.39673 | 2.7859 | 0.16057 | -0.89781 | -1.7238 | -2.454 | -2.9635
NOR | 2027 | 31.9491 | 33.6405 | 35.7465 | 2.4636 | 3.0899 | 3.4357 | 25.898 | 27.58 | 28.9713 | 0.24331 | 0.59318 | 1.0536 | 26.2279 | 28.3477 | 31.3134 | 0.43133 | 1.5461 | 1.762 | 24.0674 | 25.0794 | 26.613 | -0.576 | -0.25955 | 0.43107 | 1.6903 | -0.93501 | -1.9934 | -1.7238 | -2.454 | -2.9635
NOR | 2028 | 32.2753 | 33.9667 | 36.0727 | 2.5094 | 3.1358 | 3.4816 | 26.1348 | 27.8169 | 29.2081 | 0.30573 | 0.6556 | 1.116 | 26.1573 | 28.2771 | 31.2428 | 0.4311 | 1.5459 | 1.7618 | 23.8455 | 24.8574 | 26.391 | -0.54133 | -0.22488 | 0.46574 | 0.63355 | -1.9918 | -3.0502 | -1.7238 | -2.454 | -2.9635
NOR | 2029 | 32.5529 | 34.2443 | 36.3503 | 2.5552 | 3.1815 | 3.5274 | 26.3717 | 28.0537 | 29.445 | 0.38926 | 0.73913 | 1.1995 | 26.0773 | 28.1971 | 31.1628 | 0.43084 | 1.5456 | 1.7615 | 23.5217 | 24.5336 | 26.0672 | -0.50724 | -0.19079 | 0.49984 | -0.41918 | -3.0445 | -4.1029 | -1.7238 | -2.454 | -2.9635
NOR | 2030 | 32.7752 | 34.4666 | 36.5727 | 2.6019 | 3.2283 | 3.5741 | 26.6085 | 28.2905 | 29.6818 | 0.49965 | 0.84952 | 1.3099 | 25.9919 | 28.1116 | 31.0774 | 0.43056 | 1.5453 | 1.7612 | 23.0695 | 24.0814 | 25.615 | -0.47347 | -0.15702 | 0.53361 | -1.4953 | -4.1207 | -5.1791 | -1.7238 | -2.454 | -2.9635
NOR | 2031 | 32.9702 | 34.6616 | 36.7677 | 2.65 | 3.2763 | 3.6221 | 26.8453 | 28.5273 | 29.9186 | 0.60665 | 0.95652 | 1.4169 | 25.9065 | 28.0262 | 30.992 | 0.43027 | 1.545 | 1.7609 | 22.6351 | 23.647 | 25.1806 | -0.4397 | -0.12325 | 0.56738 | -2.6019 | -5.2273 | -6.2857 | -1.7238 | -2.454 | -2.9635
NOR | 2032 | 33.1716 | 34.863 | 36.9691 | 2.698 | 3.3244 | 3.6702 | 27.0821 | 28.7641 | 30.1554 | 0.67116 | 1.021 | 1.4814 | 25.8254 | 27.9452 | 30.9109 | 0.43001 | 1.5448 | 1.7607 | 22.4065 | 23.4185 | 24.9521 | -0.40582 | -0.089368 | 0.60126 | -3.7115 | -6.3369 | -7.3953 | -1.7238 | -2.454 | -2.9635
NOR | 2033 | 33.5965 | 35.2879 | 37.3939 | 2.7451 | 3.3714 | 3.7173 | 27.5185 | 29.2005 | 30.5918 | 0.68148 | 1.0313 | 1.4917 | 25.7494 | 27.8692 | 30.8349 | 0.42976 | 1.5445 | 1.7604 | 22.4393 | 23.4512 | 24.9848 | -0.37213 | -0.055686 | 0.63494 | -4.7962 | -7.4216 | -8.48 | -1.7238 | -2.454 | -2.9635
NOR | 2034 | 34.0417 | 35.7331 | 37.8392 | 2.7908 | 3.4171 | 3.763 | 27.9549 | 29.6369 | 31.0282 | 0.66209 | 1.012 | 1.4723 | 25.6771 | 27.7969 | 30.7626 | 0.42952 | 1.5443 | 1.7602 | 22.6152 | 23.6271 | 25.1607 | -0.33856 | -0.022107 | 0.66852 | -5.8477 | -8.4731 | -9.5315 | -1.7238 | -2.454 | -2.9635
NOW | 2025 | 8.0486 | 8.9913 | 10.5157 | 2.9701 | 3.1158 | 3.2221 | 8.3683 | 10.8096 | 14.328 | 2.2203 | 2.7979 | 3.492 | 2 | 3 | 5 | 0.96331 | 1.3128 | 1.4856 | 0.99385 | 2.7099 | 3.54 | 0.040494 | 0.1883 | 1.037 | 2.9707 | 2.0768 | 1.1816 | 0.86253 | 0.57007 | 0.38283
NOW | 2026 | 8.1131 | 9.0558 | 10.5802 | 2.9486 | 3.0944 | 3.2007 | 8.4056 | 10.8469 | 14.3653 | 2.2001 | 2.7777 | 3.4718 | 2 | 3 | 5 | 0.96331 | 1.3128 | 1.4856 | 0.99385 | 2.7099 | 3.54 | 0.040494 | 0.1883 | 1.037 | 2.9707 | 2.0768 | 1.1816 | 0.86253 | 0.57007 | 0.38283
NOW | 2027 | 8.0966 | 9.0393 | 10.5637 | 2.9543 | 3.1001 | 3.2064 | 8.2996 | 10.7409 | 14.2593 | 2.2369 | 2.8145 | 3.5086 | 2 | 3 | 5 | 0.96331 | 1.3128 | 1.4856 | 0.99385 | 2.7099 | 3.54 | 0.040494 | 0.1883 | 1.037 | 2.9707 | 2.0768 | 1.1816 | 0.86253 | 0.57007 | 0.38283
NOW | 2028 | 8.0343 | 8.977 | 10.5014 | 2.9732 | 3.119 | 3.2253 | 8.2304 | 10.6717 | 14.1901 | 2.2639 | 2.8416 | 3.5357 | 2 | 3 | 5 | 0.96331 | 1.3128 | 1.4856 | 0.99385 | 2.7099 | 3.54 | 0.040494 | 0.1883 | 1.037 | 2.9707 | 2.0768 | 1.1816 | 0.86253 | 0.57007 | 0.38283
NOW | 2029 | 8.0442 | 8.9869 | 10.5113 | 2.9737 | 3.1194 | 3.2257 | 8.2933 | 10.7346 | 14.253 | 2.2412 | 2.8188 | 3.5129 | 2 | 3 | 5 | 0.96331 | 1.3128 | 1.4856 | 0.99385 | 2.7099 | 3.54 | 0.040494 | 0.1883 | 1.037 | 2.9707 | 2.0768 | 1.1816 | 0.86253 | 0.57007 | 0.38283
NOW | 2030 | 8.1053 | 9.048 | 10.5724 | 2.9577 | 3.1034 | 3.2097 | 8.38 | 10.8213 | 14.3397 | 2.2103 | 2.788 | 3.4821 | 2 | 3 | 5 | 0.96331 | 1.3128 | 1.4856 | 0.99385 | 2.7099 | 3.54 | 0.040494 | 0.1883 | 1.037 | 2.9707 | 2.0768 | 1.1816 | 0.86253 | 0.57007 | 0.38283
NOW | 2031 | 8.1057 | 9.0484 | 10.5728 | 2.9524 | 3.0981 | 3.2044 | 8.3629 | 10.8042 | 14.3226 | 2.2206 | 2.7982 | 3.4924 | 2 | 3 | 5 | 0.96331 | 1.3128 | 1.4856 | 0.99385 | 2.7099 | 3.54 | 0.040494 | 0.1883 | 1.037 | 2.9707 | 2.0768 | 1.1816 | 0.86253 | 0.57007 | 0.38283
NOW | 2032 | 8.0401 | 8.9828 | 10.5072 | 2.9651 | 3.1109 | 3.2172 | 8.2798 | 10.7211 | 14.2395 | 2.2518 | 2.8295 | 3.5236 | 2 | 3 | 5 | 0.96331 | 1.3128 | 1.4856 | 0.99385 | 2.7099 | 3.54 | 0.040494 | 0.1883 | 1.037 | 2.9707 | 2.0768 | 1.1816 | 0.86253 | 0.57007 | 0.38283
NOW | 2033 | 8.0313 | 8.974 | 10.4984 | 2.9736 | 3.1194 | 3.2257 | 8.2562 | 10.6975 | 14.2158 | 2.2491 | 2.8267 | 3.5209 | 2 | 3 | 5 | 0.96331 | 1.3128 | 1.4856 | 0.99385 | 2.7099 | 3.54 | 0.040494 | 0.1883 | 1.037 | 2.9707 | 2.0768 | 1.1816 | 0.86253 | 0.57007 | 0.38283
NOW | 2034 | 8.1438 | 9.0865 | 10.6109 | 2.9623 | 3.108 | 3.2143 | 8.3122 | 10.7535 | 14.2718 | 2.2071 | 2.7847 | 3.4788 | 2 | 3 | 5 | 0.96331 | 1.3128 | 1.4856 | 0.99385 | 2.7099 | 3.54 | 0.040494 | 0.1883 | 1.037 | 2.9707 | 2.0768 | 1.1816 | 0.86253 | 0.57007 | 0.38283
NP | 2025 | 47.5033 | 52.8034 | 61.6709 | 5.7102 | 8.0546 | 9.6615 | 42.4121 | 46.4582 | 56.3676 | 2.7974 | 4.3352 | 5.8655 | 45.3491 | 50.4319 | 56.6927 | 3.9442 | 5.1339 | 6.3915 | 41.5961 | 43.7763 | 49.1572 | 1.3809 | 2.131 | 3.0233 | 4.1463 | 2.1934 | -2.0546 | -1.3 | -0.5 | 0.5
NP | 2026 | 47.9115 | 53.2115 | 62.0791 | 5.0039 | 7.3483 | 8.9552 | 42.9417 | 46.9878 | 56.8973 | 2.6607 | 4.1985 | 5.7288 | 45.3491 | 50.4319 | 56.6927 | 2.938 | 4.1276 | 5.3853 | 41.6431 | 43.8233 | 49.2042 | 1.2942 | 2.0443 | 2.9366 | 1.8878 | -0.065175 | -4.3131 | -1.3 | -0.5 | 0.5
NP | 2027 | 48.3196 | 53.6197 | 62.4872 | 4.3715 | 6.7159 | 8.3228 | 43.4755 | 47.5216 | 57.431 | 2.5194 | 4.0572 | 5.5875 | 45.3491 | 50.4319 | 56.6927 | 2.3067 | 3.4964 | 4.7541 | 41.7732 | 43.9535 | 49.3344 | 1.0542 | 1.8042 | 2.6965 | -0.34549 | -2.2985 | -6.5464 | -1.3 | -0.5 | 0.5
NP | 2028 | 48.9336 | 54.2336 | 63.1012 | 3.8071 | 6.1515 | 7.7584 | 44.1997 | 48.2458 | 58.1553 | 2.3954 | 3.9331 | 5.4634 | 45.3491 | 50.4319 | 56.6927 | 1.9923 | 3.182 | 4.4397 | 41.9169 | 44.0971 | 49.478 | 0.78928 | 1.5393 | 2.4316 | -2.5337 | -4.4866 | -8.7346 | -1.3 | -0.5 | 0.5
NP | 2029 | 49.5475 | 54.8475 | 63.7151 | 3.2421 | 5.5865 | 7.1934 | 44.8863 | 48.9324 | 58.8418 | 2.3136 | 3.8514 | 5.3817 | 45.3491 | 50.4319 | 56.6927 | 1.6693 | 2.8589 | 4.1166 | 41.9656 | 44.1458 | 49.5268 | 0.69941 | 1.4494 | 2.3417 | -4.7133 | -6.6662 | -10.9142 | -1.3 | -0.5 | 0.5
NP | 2030 | 50.1614 | 55.4615 | 64.329 | 2.6206 | 4.965 | 6.5719 | 45.5524 | 49.5985 | 59.508 | 2.2549 | 3.7926 | 5.323 | 45.3491 | 50.4319 | 56.6927 | 1.0684 | 2.2581 | 3.5158 | 41.9213 | 44.1015 | 49.4824 | 0.78114 | 1.5312 | 2.4235 | -6.9149 | -8.8679 | -13.1159 | -1.3 | -0.5 | 0.5
NP | 2031 | 50.7754 | 56.0754 | 64.9429 | 1.9434 | 4.2878 | 5.8947 | 46.255 | 50.3011 | 60.2105 | 2.1552 | 3.6929 | 5.2233 | 45.3491 | 50.4319 | 56.6927 | 0.2088 | 1.3985 | 2.6561 | 41.9214 | 44.1017 | 49.4826 | 0.7809 | 1.5309 | 2.4232 | -9.1546 | -11.1075 | -15.3555 | -1.3 | -0.5 | 0.5
NP | 2032 | 51.3893 | 56.6893 | 65.5569 | 1.2677 | 3.612 | 5.219 | 47.0487 | 51.0948 | 61.0043 | 1.9529 | 3.4907 | 5.021 | 45.3491 | 50.4319 | 56.6927 | -0.63986 | 0.54982 | 1.8075 | 42.1271 | 44.3074 | 49.6883 | 0.40153 | 1.1515 | 2.0439 | -11.4003 | -13.3533 | -17.6013 | -1.3 | -0.5 | 0.5
NP | 2033 | 52.4581 | 57.7581 | 66.6256 | 0.64619 | 2.9906 | 4.5975 | 48.3907 | 52.4368 | 62.3463 | 1.6455 | 3.1832 | 4.7136 | 45.3491 | 50.4319 | 56.6927 | -1.2258 | -0.036161 | 1.2215 | 42.5709 | 44.7512 | 50.1321 | -0.41698 | 0.33304 | 1.2253 | -13.6193 | -15.5722 | -19.8202 | -1.3 | -0.5 | 0.5
NP | 2034 | 53.5268 | 58.8269 | 67.6944 | 0.085502 | 2.4299 | 4.0368 | 49.7793 | 53.8254 | 63.7349 | 1.2857 | 2.8234 | 4.3538 | 45.3491 | 50.4319 | 56.6927 | -1.5332 | -0.34352 | 0.91414 | 43.14 | 45.3202 | 50.7012 | -1.4666 | -0.71654 | 0.17577 | -15.795 | -17.7479 | -21.9959 | -1.3 | -0.5 | 0.5
OC | 2025 | 43.9372 | 48.3873 | 55.121 | 4.1722 | 5.3197 | 6.3105 | 27.5818 | 37.993 | 44.514 | -0.78863 | -0.17609 | 0.81192 | 37.0937 | 42.0538 | 48.1079 | 2.6139 | 3.7109 | 6.1408 | 33.2683 | 36.9664 | 41.4454 | -1.4407 | -0.86409 | 0.25804 | -6.806 | -8.3448 | -10.2361 | -0.45 | -1 | -2.05
OC | 2026 | 44.7373 | 49.1873 | 55.9211 | 3.7509 | 4.8984 | 5.8892 | 28.1466 | 38.5578 | 45.0787 | -0.92349 | -0.31096 | 0.67705 | 37.0937 | 42.0538 | 48.1079 | 2.1965 | 3.2936 | 5.7235 | 33.4611 | 37.1591 | 41.6382 | -1.7491 | -1.1725 | -0.050373 | -10.3784 | -11.9171 | -13.8084 | -0.45 | -1 | -2.05
OC | 2027 | 45.5638 | 50.0138 | 56.7476 | 3.365 | 4.5125 | 5.5033 | 28.7114 | 39.1226 | 45.6435 | -1.1035 | -0.49098 | 0.49704 | 37.0937 | 42.0538 | 48.1079 | 1.8142 | 2.9113 | 5.3412 | 33.6509 | 37.3489 | 41.828 | -2.0528 | -1.4762 | -0.35405 | -13.7954 | -15.3342 | -17.2254 | -0.45 | -1 | -2.05
OC | 2028 | 46.5908 | 51.0408 | 57.7746 | 2.9346 | 4.0821 | 5.0729 | 29.4679 | 39.8791 | 46.4001 | -1.2516 | -0.63908 | 0.34894 | 37.0937 | 42.0538 | 48.1079 | 1.3879 | 2.485 | 4.9148 | 33.8301 | 37.5281 | 42.0072 | -2.3394 | -1.7628 | -0.64071 | -17.2425 | -18.7812 | -20.6725 | -0.45 | -1 | -2.05
OC | 2029 | 47.5288 | 51.9789 | 58.7126 | 2.5059 | 3.6534 | 4.6442 | 30.2245 | 40.6357 | 47.1566 | -1.2357 | -0.62319 | 0.36483 | 37.0937 | 42.0538 | 48.1079 | 0.96321 | 2.0603 | 4.4901 | 33.972 | 37.67 | 42.1491 | -2.5665 | -1.9899 | -0.86778 | -21.1286 | -22.6674 | -24.5587 | -0.45 | -1 | -2.05
OC | 2030 | 48.3034 | 52.7535 | 59.4872 | 2.1629 | 3.3104 | 4.3012 | 30.981 | 41.3922 | 47.9132 | -1.0574 | -0.44488 | 0.54313 | 37.0937 | 42.0538 | 48.1079 | 0.62347 | 1.7205 | 4.1504 | 34.0731 | 37.7711 | 42.2502 | -2.7283 | -2.1517 | -1.0296 | -25.5839 | -27.1227 | -29.0139 | -0.45 | -1 | -2.05
OC | 2031 | 48.9443 | 53.3943 | 60.128 | 1.9067 | 3.0542 | 4.045 | 31.7376 | 42.1488 | 48.6698 | -0.89091 | -0.27838 | 0.70963 | 37.0937 | 42.0538 | 48.1079 | 0.36964 | 1.4667 | 3.8966 | 34.1647 | 37.8627 | 42.3418 | -2.8748 | -2.2982 | -1.1761 | -30.2271 | -31.7659 | -33.6571 | -0.45 | -1 | -2.05
OC | 2032 | 49.5638 | 54.0139 | 60.7476 | 1.6437 | 2.7912 | 3.782 | 32.4941 | 42.9054 | 49.4263 | -0.94917 | -0.33664 | 0.65137 | 37.0937 | 42.0538 | 48.1079 | 0.10914 | 1.2062 | 3.6361 | 34.2904 | 37.9884 | 42.4675 | -3.0759 | -2.4994 | -1.3772 | -34.2997 | -35.8385 | -37.7298 | -0.45 | -1 | -2.05
OC | 2033 | 50.6922 | 55.1422 | 61.876 | 1.2779 | 2.4254 | 3.4162 | 33.681 | 44.0922 | 50.6132 | -1.2927 | -0.68016 | 0.30785 | 37.0937 | 42.0538 | 48.1079 | -0.25324 | 0.84384 | 3.2737 | 34.4659 | 38.164 | 42.643 | -3.3568 | -2.7802 | -1.6581 | -37.2636 | -38.8024 | -40.6937 | -0.45 | -1 | -2.05
OC | 2034 | 51.91 | 56.36 | 63.0938 | 0.80688 | 1.9544 | 2.9452 | 34.8679 | 45.2791 | 51.8001 | -1.7927 | -1.1802 | -0.19216 | 37.0937 | 42.0538 | 48.1079 | -0.71985 | 0.37723 | 2.8071 | 34.6704 | 38.3684 | 42.8475 | -3.6839 | -3.1073 | -1.9851 | -39.2958 | -40.8346 | -42.7259 | -0.45 | -1 | -2.05
OP | 2025 | 50.8596 | 54.0357 | 57.9254 | 1.0981 | 1.3071 | 1.6635 | 37.899 | 41.2222 | 47.03 | 0.8 | 1.5 | 2.5 | 38.7586 | 42.6008 | 46.5205 | -8.8117 | -4.8881 | -3.5281 | 25.813 | 29.8915 | 31.2717 | -4.16 | -1.5365 | -0.57998 | 8.9415 | 8.0706 | 7.6107 | -0.3 | -1.9 | -2.3
OP | 2026 | 51.1878 | 54.3638 | 58.2535 | 1.2388 | 1.4479 | 1.8042 | 38.1854 | 41.5086 | 47.3164 | 0.8 | 1.5 | 2.5 | 38.8902 | 42.7325 | 46.6521 | -8.8117 | -4.8881 | -3.5281 | 25.8135 | 29.8921 | 31.2722 | -4.1129 | -1.4894 | -0.53281 | 8.9415 | 8.0706 | 7.6107 | -0.3 | -1.9 | -2.3
OP | 2027 | 51.1121 | 54.2881 | 58.1779 | 1.2953 | 1.5043 | 1.8607 | 38.0139 | 41.3372 | 47.1449 | 0.8 | 1.5 | 2.5 | 38.2691 | 42.1114 | 46.031 | -8.8117 | -4.8881 | -3.5281 | 25.8052 | 29.8838 | 31.2639 | -4.1001 | -1.4766 | -0.52004 | 8.9415 | 8.0706 | 7.6107 | -0.3 | -1.9 | -2.3
OP | 2028 | 51.0539 | 54.23 | 58.1197 | 1.3038 | 1.5128 | 1.8692 | 37.9259 | 41.2491 | 47.0569 | 0.8 | 1.5 | 2.5 | 37.4348 | 41.2771 | 45.1967 | -8.8117 | -4.8881 | -3.5281 | 25.7959 | 29.8745 | 31.2546 | -4.0975 | -1.474 | -0.51748 | 8.9415 | 8.0706 | 7.6107 | -0.3 | -1.9 | -2.3
OP | 2029 | 51.0972 | 54.2732 | 58.163 | 1.3277 | 1.5367 | 1.8931 | 38.049 | 41.3722 | 47.18 | 0.8 | 1.5 | 2.5 | 36.7896 | 40.6319 | 44.5516 | -8.8117 | -4.8881 | -3.5281 | 25.7908 | 29.8693 | 31.2495 | -4.0779 | -1.4544 | -0.49784 | 8.9415 | 8.0706 | 7.6107 | -0.3 | -1.9 | -2.3
OP | 2030 | 51.2791 | 54.4551 | 58.3448 | 1.4066 | 1.6156 | 1.972 | 38.3804 | 41.7036 | 47.5113 | 0.8 | 1.5 | 2.5 | 36.4028 | 40.2451 | 44.1647 | -8.8117 | -4.8881 | -3.5281 | 25.7896 | 29.8682 | 31.2483 | -4.0337 | -1.4102 | -0.45362 | 8.9415 | 8.0706 | 7.6107 | -0.3 | -1.9 | -2.3
OP | 2031 | 51.4819 | 54.6579 | 58.5476 | 1.5279 | 1.7369 | 2.0933 | 38.7544 | 42.0776 | 47.8853 | 0.8 | 1.5 | 2.5 | 36.055 | 39.8973 | 43.8169 | -8.8117 | -4.8881 | -3.5281 | 25.7893 | 29.8679 | 31.248 | -3.9804 | -1.3569 | -0.40038 | 8.9415 | 8.0706 | 7.6107 | -0.3 | -1.9 | -2.3
OP | 2032 | 51.5562 | 54.7323 | 58.622 | 1.6415 | 1.8505 | 2.2069 | 39.0088 | 42.332 | 48.1397 | 0.8 | 1.5 | 2.5 | 35.4677 | 39.31 | 43.2296 | -8.8117 | -4.8881 | -3.5281 | 25.7867 | 29.8653 | 31.2454 | -3.9412 | -1.3177 | -0.36115 | 8.9415 | 8.0706 | 7.6107 | -0.3 | -1.9 | -2.3
OP | 2033 | 51.6357 | 54.8117 | 58.7014 | 1.7064 | 1.9154 | 2.2718 | 39.3037 | 42.6269 | 48.4346 | 0.8 | 1.5 | 2.5 | 34.5124 | 38.3547 | 42.2743 | -8.8117 | -4.8881 | -3.5281 | 25.7809 | 29.8595 | 31.2397 | -3.9258 | -1.3023 | -0.34575 | 8.9415 | 8.0706 | 7.6107 | -0.3 | -1.9 | -2.3
OP | 2034 | 51.5691 | 54.7452 | 58.6349 | 1.7232 | 1.9322 | 2.2886 | 39.5091 | 42.8324 | 48.6401 | 0.8 | 1.5 | 2.5 | 33.285 | 37.1273 | 41.0469 | -8.8117 | -4.8881 | -3.5281 | 25.7734 | 29.852 | 31.2321 | -3.9245 | -1.301 | -0.34448 | 8.9415 | 8.0706 | 7.6107 | -0.3 | -1.9 | -2.3
PBY | 2025 | 62.5643 | 68.5074 | 74.9901 | 2.9283 | 4.3993 | 6.2594 | 53.3919 | 59.0526 | 65.2447 | -0.9179 | -0.059096 | 0.59401 | 54.0011 | 62.5228 | 70.9936 | -0.039357 | 2.1901 | 3.9391 | 46.091 | 52.3756 | 60.7225 | -1.3957 | -0.37032 | 0.43568 | -17.2854 | -20.5229 | -22.4947 | -2 | -3 | -4
PBY | 2026 | 62.6747 | 68.6178 | 75.1005 | 2.2872 | 3.7582 | 5.6182 | 54.1597 | 59.8205 | 66.0126 | -1.0587 | -0.19993 | 0.45317 | 54.0011 | 62.5228 | 70.9936 | -0.64853 | 1.5809 | 3.33 | 46.091 | 52.3756 | 60.7225 | -1.5099 | -0.48446 | 0.32154 | -22.6793 | -25.9168 | -27.8886 | -2 | -3 | -4
PBY | 2027 | 63.1877 | 69.1308 | 75.6136 | 1.4458 | 2.9168 | 4.7769 | 54.9276 | 60.5883 | 66.7804 | -1.1436 | -0.28478 | 0.36832 | 54.0011 | 62.5228 | 70.9936 | -1.2713 | 0.95808 | 2.7071 | 46.091 | 52.3756 | 60.7225 | -1.5786 | -0.55323 | 0.25277 | -28.3167 | -31.5542 | -33.526 | -2 | -3 | -4
PBY | 2028 | 64.6811 | 70.6243 | 77.107 | 0.41892 | 1.8899 | 3.75 | 56.2915 | 61.9523 | 68.1444 | -1.2091 | -0.35026 | 0.30285 | 54.0011 | 62.5228 | 70.9936 | -1.9128 | 0.31663 | 2.0657 | 46.091 | 52.3756 | 60.7225 | -1.6317 | -0.60629 | 0.19971 | -34.0242 | -37.2617 | -39.2335 | -2 | -3 | -4
PBY | 2029 | 66.144 | 72.0872 | 78.5699 | -0.6172 | 0.85381 | 2.7139 | 57.6555 | 63.3163 | 69.5084 | -1.3194 | -0.4606 | 0.1925 | 54.0011 | 62.5228 | 70.9936 | -2.6009 | -0.37149 | 1.3776 | 46.091 | 52.3756 | 60.7225 | -1.7211 | -0.69572 | 0.11028 | -39.7807 | -43.0183 | -44.9901 | -2 | -3 | -4
PBY | 2030 | 67.1975 | 73.1407 | 79.6234 | -1.4936 | -0.022573 | 1.8375 | 59.0195 | 64.6803 | 70.8724 | -1.4886 | -0.62983 | 0.023268 | 54.0011 | 62.5228 | 70.9936 | -3.3437 | -1.1143 | 0.63481 | 46.091 | 52.3756 | 60.7225 | -1.8583 | -0.83288 | -0.026883 | -45.5776 | -48.8152 | -50.7869 | -2 | -3 | -4
PBY | 2031 | 67.8563 | 73.7995 | 80.2822 | -2.2165 | -0.74546 | 1.1146 | 60.3835 | 66.0443 | 72.2364 | -1.6595 | -0.80067 | -0.14757 | 54.0011 | 62.5228 | 70.9936 | -4.1181 | -1.8887 | -0.13965 | 46.091 | 52.3756 | 60.7225 | -1.9968 | -0.97134 | -0.16534 | -51.3916 | -54.6292 | -56.601 | -2 | -3 | -4
PBY | 2032 | 68.4931 | 74.4363 | 80.919 | -2.9423 | -1.4713 | 0.38873 | 61.7475 | 67.4083 | 73.6004 | -1.7536 | -0.89476 | -0.24166 | 54.0011 | 62.5228 | 70.9936 | -4.8761 | -2.6466 | -0.89756 | 46.091 | 52.3756 | 60.7225 | -2.073 | -1.0476 | -0.2416 | -57.0976 | -60.3351 | -62.3069 | -2 | -3 | -4
PBY | 2033 | 70.1434 | 76.0866 | 82.5693 | -3.8245 | -2.3535 | -0.49346 | 63.7885 | 69.4492 | 75.6413 | -1.745 | -0.88624 | -0.23314 | 54.0011 | 62.5228 | 70.9936 | -5.5854 | -3.356 | -1.6069 | 46.091 | 52.3756 | 60.7225 | -2.0661 | -1.0407 | -0.23469 | -62.604 | -65.8415 | -67.8133 | -2 | -3 | -4
PBY | 2034 | 72.1602 | 78.1034 | 84.5861 | -4.8664 | -3.3954 | -1.5353 | 65.8294 | 71.4902 | 77.6823 | -1.6796 | -0.82078 | -0.16768 | 54.0011 | 62.5228 | 70.9936 | -6.2476 | -4.0182 | -2.2691 | 46.091 | 52.3756 | 60.7225 | -2.0131 | -0.98764 | -0.18164 | -67.9152 | -71.1527 | -73.1245 | -2 | -3 | -4
PCY | 2025 | 29.4966 | 32.1777 | 37.2701 | 4.3625 | 5.3366 | 6.5763 | 23.5024 | 27.1078 | 34.5618 | 3.0468 | 5.1707 | 7.781 | 17.6995 | 20.5866 | 24.882 | -0.20832 | 1.4539 | 2.0614 | 25.0195 | 28.0726 | 33.5602 | 0.86864 | 3.0119 | 4.0608 | 5.5784 | 4.2039 | 3.3543 | 2.7521 | 0.81518 | -2.833
PCY | 2026 | 29.6376 | 32.3187 | 37.4111 | 4.3331 | 5.3072 | 6.547 | 23.2777 | 26.8831 | 34.3371 | 2.5863 | 4.7101 | 7.3205 | 17.5123 | 20.3994 | 24.6949 | -0.54135 | 1.1209 | 1.7284 | 25.0195 | 28.0726 | 33.5602 | 0.78852 | 2.9317 | 3.9807 | 4.8004 | 3.426 | 2.5763 | 2.7582 | 0.82122 | -2.827
PCY | 2027 | 29.725 | 32.4061 | 37.4984 | 4.012 | 4.9861 | 6.2258 | 23.2739 | 26.8793 | 34.3333 | 2.3865 | 4.5103 | 7.1207 | 17.1917 | 20.0788 | 24.3742 | -1.1882 | 0.47398 | 1.0815 | 25.0195 | 28.0726 | 33.5602 | 0.59482 | 2.738 | 3.787 | 4.0435 | 2.6691 | 1.8194 | 2.5821 | 0.64517 | -3.003
PCY | 2028 | 30.0891 | 32.7702 | 37.8626 | 3.3518 | 4.3259 | 5.5656 | 23.6685 | 27.2739 | 34.728 | 2.2587 | 4.3826 | 6.9929 | 16.7289 | 19.616 | 23.9115 | -2.1426 | -0.48038 | 0.12715 | 25.0195 | 28.0726 | 33.5602 | 0.38012 | 2.5233 | 3.5723 | 3.2708 | 1.8964 | 1.0468 | 2.2932 | 0.35628 | -3.2919
PCY | 2029 | 30.4378 | 33.1189 | 38.2113 | 2.5664 | 3.5405 | 4.7802 | 23.8951 | 27.5005 | 34.9546 | 1.9327 | 4.0565 | 6.6669 | 16.2227 | 19.1098 | 23.4053 | -3.166 | -1.5038 | -0.89629 | 25.0195 | 28.0726 | 33.5602 | 0.24835 | 2.3916 | 3.4405 | 2.4397 | 1.0653 | 0.21561 | 2.0346 | 0.097648 | -3.5505
PCY | 2030 | 30.8184 | 33.4995 | 38.5918 | 1.8998 | 2.8739 | 4.1137 | 23.9227 | 27.5281 | 34.9821 | 1.3716 | 3.4955 | 6.1058 | 15.7788 | 18.6659 | 22.9614 | -4.0233 | -2.3611 | -1.7536 | 25.0195 | 28.0726 | 33.5602 | 0.21931 | 2.3625 | 3.4115 | 1.554 | 0.17955 | -0.67009 | 1.9112 | -0.025746 | -3.6739
PCY | 2031 | 31.2322 | 33.9133 | 39.0057 | 1.3926 | 2.3667 | 3.6064 | 23.9702 | 27.5756 | 35.0296 | 0.83419 | 2.958 | 5.5684 | 15.4083 | 18.2954 | 22.5908 | -4.7037 | -3.0415 | -2.434 | 25.0195 | 28.0726 | 33.5602 | 0.22117 | 2.3644 | 3.4134 | 0.66905 | -0.70538 | -1.555 | 1.9019 | -0.035005 | -3.6832
PCY | 2032 | 31.638 | 34.3191 | 39.4114 | 0.88158 | 1.8556 | 3.0954 | 24.3167 | 27.9221 | 35.3762 | 0.64963 | 2.7735 | 5.3838 | 15.0344 | 17.9215 | 22.217 | -5.396 | -3.7338 | -3.1263 | 25.0195 | 28.0726 | 33.5602 | 0.15635 | 2.2996 | 3.3485 | -0.12819 | -1.5026 | -2.3523 | 1.8812 | -0.055755 | -3.7039
PCY | 2033 | 32.2318 | 34.9129 | 40.0052 | 0.18818 | 1.1622 | 2.402 | 25.2792 | 28.8846 | 36.3387 | 0.91317 | 3.037 | 5.6474 | 14.5765 | 17.4636 | 21.7591 | -6.2897 | -4.6275 | -4.02 | 25.0195 | 28.0726 | 33.5602 | -0.011764 | 2.1315 | 3.1804 | -0.7857 | -2.1601 | -3.0098 | 1.73 | -0.20692 | -3.8551
PCY | 2034 | 32.7783 | 35.4594 | 40.5518 | -0.69562 | 0.27845 | 1.5182 | 26.4494 | 30.0548 | 37.5088 | 1.4218 | 3.5456 | 6.156 | 14.0329 | 16.92 | 21.2154 | -7.3875 | -5.7253 | -5.1178 | 25.0195 | 28.0726 | 33.5602 | -0.23987 | 1.9034 | 2.9523 | -1.3306 | -2.7051 | -3.5547 | 1.4498 | -0.48719 | -4.1354
PIC | 2025 | 37.2364 | 44.518 | 47.6485 | -0.40187 | 2.6429 | 5.084 | 40.6816 | 44.35 | 47.243 | 4.5908 | 5.114 | 5.6822 | 29.8563 | 38.1062 | 40.9514 | 0.04 | 0.04 | 0.04 | 34.7342 | 37.441 | 39.9636 | 0.04 | 0.04 | 0.04 | 6.8627 | 4.7839 | 1.4728 | 2.4615 | 1.5464 | 0.33302
PIC | 2026 | 37.4081 | 44.6897 | 47.8202 | 0.51686 | 3.5616 | 6.0027 | 40.8533 | 44.5218 | 47.4148 | 4.49 | 5.0132 | 5.5814 | 29.8563 | 38.1062 | 40.9514 | 0.04 | 0.04 | 0.04 | 34.733 | 37.4399 | 39.9624 | 0.04 | 0.04 | 0.04 | 4.9218 | 2.8429 | -0.46817 | 2.4615 | 1.5464 | 0.33302
PIC | 2027 | 37.5798 | 44.8614 | 47.992 | 0.44763 | 3.4924 | 5.9335 | 41.025 | 44.6935 | 47.5865 | 4.3277 | 4.8509 | 5.4191 | 29.8563 | 38.1062 | 40.9514 | 0.04 | 0.04 | 0.04 | 34.7336 | 37.4404 | 39.963 | 0.04 | 0.04 | 0.04 | 2.8293 | 0.75042 | -2.5607 | 2.4615 | 1.5464 | 0.33302
PIC | 2028 | 37.9956 | 45.2772 | 48.4077 | -0.60183 | 2.4429 | 4.884 | 41.4408 | 45.1092 | 48.0022 | 4.1272 | 4.6504 | 5.2186 | 29.8563 | 38.1062 | 40.9514 | 0.04 | 0.04 | 0.04 | 34.735 | 37.4418 | 39.9644 | 0.04 | 0.04 | 0.04 | 0.6911 | -1.3877 | -4.6988 | 2.4615 | 1.5464 | 0.33302
PIC | 2029 | 38.4113 | 45.6929 | 48.8234 | -1.6777 | 1.367 | 3.8081 | 41.8565 | 45.525 | 48.4179 | 3.9458 | 4.469 | 5.0372 | 29.8563 | 38.1062 | 40.9514 | 0.04 | 0.04 | 0.04 | 34.7357 | 37.4425 | 39.9651 | 0.04 | 0.04 | 0.04 | -1.4213 | -3.5001 | -6.8112 | 2.4615 | 1.5464 | 0.33302
PIC | 2030 | 38.827 | 46.1086 | 49.2391 | -1.9017 | 1.1431 | 3.5842 | 42.2722 | 45.9407 | 48.8337 | 3.8112 | 4.3344 | 4.9026 | 29.8563 | 38.1062 | 40.9514 | 0.04 | 0.04 | 0.04 | 34.735 | 37.4418 | 39.9644 | 0.04 | 0.04 | 0.04 | -3.4749 | -5.5538 | -8.8648 | 2.4615 | 1.5464 | 0.33302
PIC | 2031 | 39.2427 | 46.5243 | 49.6549 | -1.3305 | 1.7142 | 4.1553 | 42.6879 | 46.3564 | 49.2494 | 3.7021 | 4.2253 | 4.7935 | 29.8563 | 38.1062 | 40.9514 | 0.04 | 0.04 | 0.04 | 34.7338 | 37.4406 | 39.9632 | 0.04 | 0.04 | 0.04 | -5.4997 | -7.5785 | -10.8896 | 2.4615 | 1.5464 | 0.33302
PIC | 2032 | 39.6585 | 46.9401 | 50.0706 | -0.85148 | 2.1933 | 4.6344 | 43.1036 | 46.7721 | 49.6651 | 3.5721 | 4.0953 | 4.6635 | 29.8563 | 38.1062 | 40.9514 | 0.04 | 0.04 | 0.04 | 34.7338 | 37.4406 | 39.9632 | 0.04 | 0.04 | 0.04 | -7.5352 | -9.614 | -12.9251 | 2.4615 | 1.5464 | 0.33302
PIC | 2033 | 40.3536 | 47.6352 | 50.7657 | -1.293 | 1.7518 | 4.1929 | 43.7988 | 47.4673 | 50.3603 | 3.3985 | 3.9217 | 4.4898 | 29.8563 | 38.1062 | 40.9514 | 0.04 | 0.04 | 0.04 | 34.7356 | 37.4425 | 39.965 | 0.04 | 0.04 | 0.04 | -9.6135 | -11.6924 | -15.0035 | 2.4615 | 1.5464 | 0.33302
PIC | 2034 | 41.0487 | 48.3303 | 51.4609 | -2.6671 | 0.37765 | 2.8187 | 44.4939 | 48.1624 | 51.0554 | 3.1972 | 3.7204 | 4.2886 | 29.8563 | 38.1062 | 40.9514 | 0.04 | 0.04 | 0.04 | 34.7385 | 37.4453 | 39.9679 | 0.04 | 0.04 | 0.04 | -11.7193 | -13.7982 | -17.1093 | 2.4615 | 1.5464 | 0.33302
PKS | 2025 | 52.4877 | 54.799 | 61.8918 | 40.7385 | 45.3481 | 52.7435 | 55.0501 | 56.8948 | 59.8859 | 41.1453 | 45.1236 | 54.5412 | 16.4336 | 37.8228 | 45.1362 | -2.8996 | 11.3815 | 25.2351 | 43.0377 | 44.3441 | 45.3371 | 0.209 | 10.8762 | 22.5769 | 50.7131 | 32.1158 | 23.9551 | 16 | 3 | -10
PKS | 2026 | 52.6074 | 54.9187 | 62.0116 | 41.2263 | 45.8359 | 53.2314 | 55.1305 | 56.9752 | 59.9662 | 41.7306 | 45.709 | 55.1265 | 16.4336 | 37.8228 | 45.1362 | -2.8996 | 11.3815 | 25.2351 | 43.0377 | 44.3441 | 45.3371 | 0.20168 | 10.8689 | 22.5696 | 51.12 | 32.5227 | 24.362 | 16 | 3 | -10
PKS | 2027 | 52.4457 | 54.757 | 61.8499 | 40.5676 | 45.1772 | 52.5727 | 54.7953 | 56.64 | 59.6311 | 41.2183 | 45.1966 | 54.6142 | 16.4336 | 37.8228 | 45.1362 | -2.8996 | 11.3815 | 25.2351 | 43.0377 | 44.3441 | 45.3371 | 0.1743 | 10.8415 | 22.5422 | 50.8656 | 32.2683 | 24.1077 | 16 | 3 | -10
PKS | 2028 | 52.2414 | 54.5527 | 61.6455 | 39.7349 | 44.3445 | 51.74 | 54.451 | 56.2956 | 59.2867 | 40.2982 | 44.2765 | 53.694 | 16.4336 | 37.8228 | 45.1362 | -2.8996 | 11.3815 | 25.2351 | 43.0377 | 44.3441 | 45.3371 | 0.15659 | 10.8238 | 22.5245 | 50.4168 | 31.8195 | 23.6588 | 16 | 3 | -10
PKS | 2029 | 52.1645 | 54.4758 | 61.5687 | 39.4219 | 44.0315 | 51.4269 | 54.3828 | 56.2275 | 59.2186 | 39.8957 | 43.874 | 53.2916 | 16.4336 | 37.8228 | 45.1362 | -2.8996 | 11.3815 | 25.2351 | 43.0377 | 44.3441 | 45.3371 | 0.17471 | 10.8419 | 22.5426 | 50.1771 | 31.5798 | 23.4191 | 16 | 3 | -10
PKS | 2030 | 52.241 | 54.5523 | 61.6451 | 39.7333 | 44.3429 | 51.7384 | 54.5862 | 56.4309 | 59.4219 | 40.3184 | 44.2967 | 53.7142 | 16.4336 | 37.8228 | 45.1362 | -2.8996 | 11.3815 | 25.2351 | 43.0377 | 44.3441 | 45.3371 | 0.21747 | 10.8847 | 22.5854 | 50.2834 | 31.6861 | 23.5254 | 16 | 3 | -10
PKS | 2031 | 52.3776 | 54.6889 | 61.7818 | 40.2901 | 44.8997 | 52.2952 | 54.8404 | 56.6851 | 59.6762 | 41.0684 | 45.0467 | 54.4643 | 16.4336 | 37.8228 | 45.1362 | -2.8996 | 11.3815 | 25.2351 | 43.0377 | 44.3441 | 45.3371 | 0.23892 | 10.9061 | 22.6068 | 50.586 | 31.9887 | 23.828 | 16 | 3 | -10
PKS | 2032 | 52.4545 | 54.7658 | 61.8587 | 40.6033 | 45.2129 | 52.6084 | 54.9104 | 56.7551 | 59.7462 | 41.3418 | 45.3201 | 54.7377 | 16.4336 | 37.8228 | 45.1362 | -2.8996 | 11.3815 | 25.2351 | 43.0377 | 44.3441 | 45.3371 | 0.19391 | 10.8611 | 22.5618 | 50.8006 | 32.2033 | 24.0426 | 16 | 3 | -10
PKS | 2033 | 52.4092 | 54.7205 | 61.8134 | 40.4187 | 45.0283 | 52.4238 | 54.7253 | 56.57 | 59.561 | 40.7848 | 44.7631 | 54.1807 | 16.4336 | 37.8228 | 45.1362 | -2.8996 | 11.3815 | 25.2351 | 43.0377 | 44.3441 | 45.3371 | 0.077049 | 10.7442 | 22.445 | 50.7224 | 32.1251 | 23.9644 | 16 | 3 | -10
PKS | 2034 | 52.2651 | 54.5764 | 61.6693 | 39.8318 | 44.4414 | 51.8369 | 54.3966 | 56.2413 | 59.2324 | 39.73 | 43.7083 | 53.1258 | 16.4336 | 37.8228 | 45.1362 | -2.8996 | 11.3815 | 25.2351 | 43.0377 | 44.3441 | 45.3371 | -0.076698 | 10.5905 | 22.2912 | 50.3832 | 31.7859 | 23.6253 | 16 | 3 | -10
PLD | 2025 | 8.215 | 8.7402 | 9.762 | 0.81603 | 1.735 | 4.0602 | 5.4161 | 6.868 | 10.4613 | 0.16279 | 1.3253 | 3.7318 | 2.3265 | 4.3097 | 6.1567 | -1.5785 | -0.64722 | -0.35399 | 1.8302 | 3.563 | 4.9967 | -1.3883 | -0.96487 | -0.68772 | 3.2228 | 2.6652 | 1.9424 | -0.1 | -0.7 | -1
PLD | 2026 | 8.2661 | 8.7913 | 9.8131 | 0.81208 | 1.731 | 4.0562 | 5.4161 | 6.868 | 10.4613 | 0.16279 | 1.3253 | 3.7318 | 2.3265 | 4.3097 | 6.1567 | -1.5785 | -0.64722 | -0.35399 | 1.8304 | 3.5632 | 4.9969 | -1.3883 | -0.96487 | -0.68772 | 3.2228 | 2.6652 | 1.9424 | -0.1 | -0.7 | -1
PLD | 2027 | 8.243 | 8.7682 | 9.79 | 0.82446 | 1.7434 | 4.0686 | 5.4161 | 6.868 | 10.4613 | 0.16279 | 1.3253 | 3.7318 | 2.3265 | 4.3097 | 6.1567 | -1.5785 | -0.64722 | -0.35399 | 1.8272 | 3.5601 | 4.9937 | -1.3883 | -0.96487 | -0.68772 | 3.2228 | 2.6652 | 1.9424 | -0.1 | -0.7 | -1
PLD | 2028 | 8.1879 | 8.7131 | 9.7349 | 0.8388 | 1.7577 | 4.083 | 5.4161 | 6.868 | 10.4613 | 0.16279 | 1.3253 | 3.7318 | 2.3265 | 4.3097 | 6.1567 | -1.5785 | -0.64722 | -0.35399 | 1.8241 | 3.5569 | 4.9906 | -1.3883 | -0.96487 | -0.68772 | 3.2228 | 2.6652 | 1.9424 | -0.1 | -0.7 | -1
PLD | 2029 | 8.1538 | 8.6789 | 9.7008 | 0.84368 | 1.7626 | 4.0878 | 5.4161 | 6.868 | 10.4613 | 0.16279 | 1.3253 | 3.7318 | 2.3265 | 4.3097 | 6.1567 | -1.5785 | -0.64722 | -0.35399 | 1.8233 | 3.5562 | 4.9899 | -1.3883 | -0.96487 | -0.68772 | 3.2228 | 2.6652 | 1.9424 | -0.1 | -0.7 | -1
PLD | 2030 | 8.1654 | 8.6906 | 9.7124 | 0.83773 | 1.7567 | 4.0819 | 5.4161 | 6.868 | 10.4613 | 0.16279 | 1.3253 | 3.7318 | 2.3265 | 4.3097 | 6.1567 | -1.5785 | -0.64722 | -0.35399 | 1.8249 | 3.5578 | 4.9915 | -1.3883 | -0.96487 | -0.68772 | 3.2228 | 2.6652 | 1.9424 | -0.1 | -0.7 | -1
PLD | 2031 | 8.2048 | 8.73 | 9.7518 | 0.82786 | 1.7468 | 4.072 | 5.4161 | 6.868 | 10.4613 | 0.16279 | 1.3253 | 3.7318 | 2.3265 | 4.3097 | 6.1567 | -1.5785 | -0.64722 | -0.35399 | 1.8271 | 3.5599 | 4.9936 | -1.3883 | -0.96487 | -0.68772 | 3.2228 | 2.6652 | 1.9424 | -0.1 | -0.7 | -1
PLD | 2032 | 8.2305 | 8.7557 | 9.7776 | 0.82243 | 1.7414 | 4.0666 | 5.4161 | 6.868 | 10.4613 | 0.16279 | 1.3253 | 3.7318 | 2.3265 | 4.3097 | 6.1567 | -1.5785 | -0.64722 | -0.35399 | 1.8279 | 3.5607 | 4.9944 | -1.3883 | -0.96487 | -0.68772 | 3.2228 | 2.6652 | 1.9424 | -0.1 | -0.7 | -1
PLD | 2033 | 8.2133 | 8.7385 | 9.7603 | 0.8255 | 1.7444 | 4.0697 | 5.4161 | 6.868 | 10.4613 | 0.16279 | 1.3253 | 3.7318 | 2.3265 | 4.3097 | 6.1567 | -1.5785 | -0.64722 | -0.35399 | 1.8267 | 3.5595 | 4.9932 | -1.3883 | -0.96487 | -0.68772 | 3.2228 | 2.6652 | 1.9424 | -0.1 | -0.7 | -1
PLD | 2034 | 8.1572 | 8.6824 | 9.7042 | 0.83531 | 1.7542 | 4.0795 | 5.4161 | 6.868 | 10.4613 | 0.16279 | 1.3253 | 3.7318 | 2.3265 | 4.3097 | 6.1567 | -1.5785 | -0.64722 | -0.35399 | 1.8244 | 3.5572 | 4.9909 | -1.3883 | -0.96487 | -0.68772 | 3.2228 | 2.6652 | 1.9424 | -0.1 | -0.7 | -1
PNJ | 2025 | 35.5707 | 39.0119 | 43.9159 | -3.1574 | -2.2438 | -1.8755 | 30.0206 | 35.7897 | 39.4081 | -3.182 | -1.8691 | -1.3261 | 27.4371 | 31.4657 | 36.8105 | -5.5045 | -3.7905 | -2.8402 | 26.5974 | 29.3208 | 33.0047 | -6.5539 | -4.5912 | -3.0912 | 2.6331 | -0.78233 | -4.1838 | -4.8205 | -6.103 | -6.5992
PNJ | 2026 | 36.1766 | 39.6178 | 44.5218 | -3.0966 | -2.1831 | -1.8147 | 30.3321 | 36.1012 | 39.7196 | -3.1494 | -1.8366 | -1.2935 | 27.221 | 31.2496 | 36.5943 | -6.1767 | -4.4626 | -3.5124 | 26.3408 | 29.0643 | 32.7481 | -6.7933 | -4.8306 | -3.3306 | 1.6035 | -1.8118 | -5.2133 | -4.8243 | -6.1068 | -6.603
PNJ | 2027 | 36.8963 | 40.3375 | 45.2415 | -2.991 | -2.0775 | -1.7091 | 30.6699 | 36.439 | 40.0574 | -3.1496 | -1.8368 | -1.2937 | 27.2975 | 31.3261 | 36.6708 | -6.4219 | -4.7079 | -3.7577 | 26.2617 | 28.9851 | 32.669 | -6.8559 | -4.8932 | -3.3932 | 0.54943 | -2.866 | -6.2674 | -4.8254 | -6.1079 | -6.6041
PNJ | 2028 | 37.8602 | 41.3014 | 46.2054 | -3.0147 | -2.1012 | -1.7328 | 31.2003 | 36.9693 | 40.5877 | -3.2222 | -1.9094 | -1.3663 | 27.5654 | 31.594 | 36.9388 | -6.4028 | -4.6887 | -3.7385 | 26.2433 | 28.9668 | 32.6506 | -6.8589 | -4.8962 | -3.3962 | -0.50078 | -3.9162 | -7.3176 | -4.8248 | -6.1073 | -6.6035
PNJ | 2029 | 38.8231 | 42.2642 | 47.1683 | -3.1414 | -2.2278 | -1.8595 | 31.7241 | 37.4931 | 41.1115 | -3.2866 | -1.9737 | -1.4307 | 27.7861 | 31.8147 | 37.1594 | -6.4658 | -4.7517 | -3.8015 | 26.1344 | 28.8578 | 32.5417 | -6.953 | -4.9903 | -3.4903 | -1.5493 | -4.9647 | -8.3661 | -4.8245 | -6.107 | -6.6032
PNJ | 2030 | 39.6778 | 43.119 | 48.023 | -3.2423 | -2.3287 | -1.9604 | 32.1847 | 37.9537 | 41.5721 | -3.272 | -1.9592 | -1.4161 | 27.7889 | 31.8175 | 37.1623 | -6.8442 | -5.1301 | -4.1799 | 25.8951 | 28.6185 | 32.3024 | -7.1775 | -5.2148 | -3.7148 | -2.604 | -6.0194 | -9.4208 | -4.8263 | -6.1087 | -6.6049
PNJ | 2031 | 40.4296 | 43.8708 | 48.7748 | -3.252 | -2.3385 | -1.9702 | 32.6016 | 38.3706 | 41.989 | -3.2029 | -1.8901 | -1.347 | 27.6143 | 31.6429 | 36.9876 | -7.4715 | -5.7574 | -4.8072 | 25.6275 | 28.3509 | 32.0348 | -7.4309 | -5.4682 | -3.9682 | -3.669 | -7.0844 | -10.4859 | -4.8296 | -6.112 | -6.6082
PNJ | 2032 | 41.1836 | 44.6247 | 49.5288 | -3.227 | -2.3135 | -1.9451 | 33.0483 | 38.8173 | 42.4357 | -3.171 | -1.8581 | -1.3151 | 27.4635 | 31.4921 | 36.8368 | -8.0578 | -6.3437 | -5.3935 | 25.4787 | 28.2021 | 31.886 | -7.5676 | -5.6049 | -4.1049 | -4.7245 | -8.1398 | -11.5413 | -4.8324 | -6.1149 | -6.6111
PNJ | 2033 | 42.3214 | 45.7626 | 50.6666 | -3.2606 | -2.3471 | -1.9787 | 33.8476 | 39.6167 | 43.2351 | -3.2302 | -1.9174 | -1.3743 | 27.5106 | 31.5391 | 36.8839 | -8.3592 | -6.6452 | -5.695 | 25.5042 | 28.2277 | 31.9115 | -7.5325 | -5.5698 | -4.0698 | -5.7516 | -9.1669 | -12.5684 | -4.8329 | -6.1154 | -6.6116
PNJ | 2034 | 43.5665 | 47.0077 | 51.9117 | -3.3746 | -2.4611 | -2.0927 | 34.6936 | 40.4627 | 44.0811 | -3.3477 | -2.0348 | -1.4918 | 27.7552 | 31.7838 | 37.1286 | -8.3774 | -6.6633 | -5.7131 | 25.6295 | 28.353 | 32.0368 | -7.399 | -5.4363 | -3.9363 | -6.7469 | -10.1623 | -13.5638 | -4.8311 | -6.1136 | -6.6098
RAN | 2025 | 31.0417 | 33.7209 | 37.4335 | 4.4745 | 5.7246 | 6.6426 | 24.6169 | 25.9274 | 29.3744 | 1.934 | 2.496 | 3.924 | 23.8786 | 30.1642 | 36.0765 | 1.1155 | 2.2446 | 3.343 | 21.2524 | 24.2686 | 27.3572 | 0.74227 | 0.93401 | 1.2846 | 5.7549 | 3.116 | 1.6928 | 2.7677 | 1.1247 | 0.66041
RAN | 2026 | 30.5641 | 33.2432 | 36.9559 | 3.5371 | 4.7871 | 5.7051 | 24.6265 | 25.9369 | 29.384 | 1.8168 | 2.3787 | 3.8068 | 23.8786 | 30.1642 | 36.0765 | 0.78249 | 1.9115 | 3.01 | 21.2524 | 24.2686 | 27.3572 | 0.64961 | 0.84135 | 1.1919 | 4.311 | 1.672 | 0.24893 | 2.7677 | 1.1247 | 0.66041
RAN | 2027 | 30.6927 | 33.3718 | 37.0845 | 2.9925 | 4.2425 | 5.1605 | 24.8887 | 26.1992 | 29.6462 | 1.5651 | 2.127 | 3.5551 | 23.8786 | 30.1642 | 36.0765 | 0.58902 | 1.718 | 2.8165 | 21.2524 | 24.2686 | 27.3572 | 0.45068 | 0.64242 | 0.99301 | 3.4264 | 0.78743 | -0.63569 | 2.7677 | 1.1247 | 0.66041
RAN | 2028 | 31.5412 | 34.2203 | 37.933 | 2.7302 | 3.9803 | 4.8983 | 25.5485 | 26.8589 | 30.306 | 1.258 | 1.8199 | 3.248 | 23.8786 | 30.1642 | 36.0765 | 0.49586 | 1.6249 | 2.7234 | 21.2524 | 24.2686 | 27.3572 | 0.20798 | 0.39972 | 0.75031 | 2.9988 | 0.35983 | -1.0633 | 2.7677 | 1.1247 | 0.66041
RAN | 2029 | 32.403 | 35.0821 | 38.7948 | 2.4483 | 3.6984 | 4.6164 | 26.1105 | 27.4209 | 30.868 | 1.0198 | 1.5817 | 3.0098 | 23.8786 | 30.1642 | 36.0765 | 0.3957 | 1.5247 | 2.6232 | 21.2524 | 24.2686 | 27.3572 | 0.019703 | 0.21145 | 0.56203 | 2.5703 | -0.068687 | -1.4918 | 2.7677 | 1.1247 | 0.66041
RAN | 2030 | 32.9156 | 35.5947 | 39.3074 | 1.923 | 3.1731 | 4.0911 | 26.4727 | 27.7832 | 31.2302 | 0.89463 | 1.4566 | 2.8846 | 23.8786 | 30.1642 | 36.0765 | 0.20908 | 1.3381 | 2.4366 | 21.2524 | 24.2686 | 27.3572 | -0.079226 | 0.11252 | 0.46311 | 1.755 | -0.88399 | -2.3071 | 2.7677 | 1.1247 | 0.66041
RAN | 2031 | 33.0909 | 35.77 | 39.4827 | 1.1791 | 2.4291 | 3.3471 | 26.7641 | 28.0746 | 31.5216 | 0.81689 | 1.3788 | 2.8069 | 23.8786 | 30.1642 | 36.0765 | -0.055227 | 1.0738 | 2.1723 | 21.2524 | 24.2686 | 27.3572 | -0.14067 | 0.051076 | 0.40166 | 0.58991 | -2.049 | -3.4722 | 2.7677 | 1.1247 | 0.66041
RAN | 2032 | 33.2485 | 35.9276 | 39.6403 | 0.43997 | 1.69 | 2.608 | 27.2135 | 28.524 | 31.9711 | 0.67543 | 1.2374 | 2.6654 | 23.8786 | 30.1642 | 36.0765 | -0.3178 | 0.81122 | 1.9097 | 21.2524 | 24.2686 | 27.3572 | -0.25248 | -0.060731 | 0.28986 | -0.48658 | -3.1255 | -4.5486 | 2.7677 | 1.1247 | 0.66041
RAN | 2033 | 33.9296 | 36.6087 | 40.3214 | -0.093476 | 1.1566 | 2.0746 | 28.1586 | 29.4691 | 32.9161 | 0.42053 | 0.98245 | 2.4105 | 23.8786 | 30.1642 | 36.0765 | -0.50731 | 0.62171 | 1.7202 | 21.2524 | 24.2686 | 27.3572 | -0.45393 | -0.26219 | 0.088397 | -1.0476 | -3.6865 | -5.1096 | 2.7677 | 1.1247 | 0.66041
RAN | 2034 | 34.9199 | 37.599 | 41.3117 | -0.41 | 0.84003 | 1.758 | 29.2559 | 30.5664 | 34.0134 | 0.096368 | 0.65829 | 2.0864 | 23.8786 | 30.1642 | 36.0765 | -0.61976 | 0.50925 | 1.6077 | 21.2524 | 24.2686 | 27.3572 | -0.71014 | -0.51839 | -0.16781 | -1.1026 | -3.7416 | -5.1647 | 2.7677 | 1.1247 | 0.66041
RGN22 | 2025 | 9.5705 | 10.1008 | 10.5918 | 0.13781 | 0.46709 | 0.94139 | 6.9107 | 7.8334 | 9.2912 | 0.69026 | 1.732 | 2.3405 | 4.4833 | 6.9235 | 7.7708 | -1.1177 | -0.44427 | 0.13146 | 4.2041 | 5.0744 | 5.3843 | 0.50864 | 1.1825 | 1.788 | 3.5661 | 2.0625 | 1.6311 | 0.6 | -0.2 | -1.8
RGN22 | 2026 | 9.4252 | 9.9555 | 10.4465 | 0.14421 | 0.47348 | 0.94779 | 6.8421 | 7.7648 | 9.2227 | 0.71584 | 1.7576 | 2.3661 | 4.4833 | 6.9235 | 7.7708 | -1.119 | -0.44557 | 0.13017 | 4.2041 | 5.0744 | 5.3843 | 0.5553 | 1.2291 | 1.8347 | 3.5661 | 2.0625 | 1.6311 | 0.6 | -0.2 | -1.8
RGN22 | 2027 | 9.3385 | 9.8688 | 10.3598 | 0.15652 | 0.4858 | 0.9601 | 6.7333 | 7.656 | 9.1138 | 0.73008 | 1.7719 | 2.3804 | 4.4833 | 6.9235 | 7.7708 | -1.1209 | -0.44747 | 0.12826 | 4.2041 | 5.0744 | 5.3843 | 0.57371 | 1.2475 | 1.8531 | 3.5661 | 2.0625 | 1.6311 | 0.6 | -0.2 | -1.8
RGN22 | 2028 | 9.3404 | 9.8707 | 10.3617 | 0.16363 | 0.4929 | 0.9672 | 6.7083 | 7.631 | 9.0888 | 0.71679 | 1.7586 | 2.3671 | 4.4833 | 6.9235 | 7.7708 | -1.1239 | -0.45049 | 0.12524 | 4.2041 | 5.0744 | 5.3843 | 0.52618 | 1.2 | 1.8055 | 3.5661 | 2.0625 | 1.6311 | 0.6 | -0.2 | -1.8
RGN22 | 2029 | 9.2359 | 9.7662 | 10.2573 | 0.16371 | 0.49298 | 0.96729 | 6.6213 | 7.544 | 9.0018 | 0.69187 | 1.7337 | 2.3422 | 4.4833 | 6.9235 | 7.7708 | -1.1272 | -0.45378 | 0.12196 | 4.2041 | 5.0744 | 5.3843 | 0.45168 | 1.1255 | 1.731 | 3.5661 | 2.0625 | 1.6311 | 0.6 | -0.2 | -1.8
RGN22 | 2030 | 9.1483 | 9.6786 | 10.1697 | 0.16215 | 0.49143 | 0.96573 | 6.5785 | 7.5012 | 8.959 | 0.67898 | 1.7208 | 2.3293 | 4.4833 | 6.9235 | 7.7708 | -1.1296 | -0.45618 | 0.11955 | 4.2041 | 5.0744 | 5.3843 | 0.40708 | 1.0809 | 1.6864 | 3.5661 | 2.0625 | 1.6311 | 0.6 | -0.2 | -1.8
RGN22 | 2031 | 9.1576 | 9.6879 | 10.1789 | 0.16448 | 0.49376 | 0.96806 | 6.6283 | 7.551 | 9.0088 | 0.68682 | 1.7286 | 2.3371 | 4.4833 | 6.9235 | 7.7708 | -1.1311 | -0.4576 | 0.11813 | 4.2041 | 5.0744 | 5.3843 | 0.41288 | 1.0867 | 1.6922 | 3.5661 | 2.0625 | 1.6311 | 0.6 | -0.2 | -1.8
RGN22 | 2032 | 9.2335 | 9.7639 | 10.2549 | 0.17178 | 0.50105 | 0.97536 | 6.7407 | 7.6633 | 9.1212 | 0.70616 | 1.7479 | 2.3564 | 4.4833 | 6.9235 | 7.7708 | -1.1325 | -0.45904 | 0.11669 | 4.2041 | 5.0744 | 5.3843 | 0.44643 | 1.1203 | 1.7258 | 3.5661 | 2.0625 | 1.6311 | 0.6 | -0.2 | -1.8
RGN22 | 2033 | 9.3093 | 9.8396 | 10.3307 | 0.18184 | 0.51112 | 0.98542 | 6.8767 | 7.7993 | 9.2572 | 0.7254 | 1.7672 | 2.3757 | 4.4833 | 6.9235 | 7.7708 | -1.135 | -0.46154 | 0.11419 | 4.2041 | 5.0744 | 5.3843 | 0.47963 | 1.1535 | 1.759 | 3.5661 | 2.0625 | 1.6311 | 0.6 | -0.2 | -1.8
RGN22 | 2034 | 9.3436 | 9.8739 | 10.3649 | 0.19254 | 0.52181 | 0.99612 | 7.0093 | 7.932 | 9.3899 | 0.74213 | 1.7839 | 2.3924 | 4.4833 | 6.9235 | 7.7708 | -1.1386 | -0.46517 | 0.11057 | 4.2041 | 5.0744 | 5.3843 | 0.50667 | 1.1805 | 1.786 | 3.5661 | 2.0625 | 1.6311 | 0.6 | -0.2 | -1.8
RGN33 | 2025 | 9.5317 | 10.6184 | 14.1527 | 1.9954 | 2.4916 | 2.8025 | 8.4303 | 9.7292 | 14.4786 | 1.0888 | 1.6878 | 2.214 | 6.8835 | 8.0802 | 8.4616 | 0.59383 | 1.5493 | 2.1135 | 2.7045 | 3.9862 | 4.9142 | -1 | -0.2 | 0.5 | 3.856 | 3.2871 | 2.2233 | 0.59281 | 0.33532 | 0.072182
RGN33 | 2026 | 9.2504 | 10.3371 | 13.8714 | 2.0034 | 2.4996 | 2.8105 | 8.1489 | 9.4478 | 14.1972 | 1.1054 | 1.7043 | 2.2306 | 6.9463 | 8.143 | 8.5245 | 0.59383 | 1.5493 | 2.1135 | 2.7045 | 3.9862 | 4.9142 | -1 | -0.2 | 0.5 | 3.8776 | 3.3087 | 2.245 | 0.62134 | 0.36384 | 0.10071
RGN33 | 2027 | 8.975 | 10.0616 | 13.596 | 2.0096 | 2.5058 | 2.8167 | 7.8822 | 9.181 | 13.9304 | 1.1324 | 1.7313 | 2.2575 | 7.0367 | 8.2334 | 8.6149 | 0.59383 | 1.5493 | 2.1135 | 2.7045 | 3.9862 | 4.9142 | -1 | -0.2 | 0.5 | 3.901 | 3.3321 | 2.2684 | 0.65215 | 0.39465 | 0.13152
RGN33 | 2028 | 9.1305 | 10.2171 | 13.7515 | 2.0157 | 2.512 | 2.8228 | 8.0474 | 9.3463 | 14.0957 | 1.1567 | 1.7557 | 2.2819 | 7.1918 | 8.3885 | 8.7699 | 0.59383 | 1.5493 | 2.1135 | 2.7045 | 3.9862 | 4.9142 | -1 | -0.2 | 0.5 | 3.9265 | 3.3576 | 2.2939 | 0.68573 | 0.42823 | 0.1651
RGN33 | 2029 | 9.293 | 10.3796 | 13.914 | 2.0236 | 2.5198 | 2.8306 | 8.2132 | 9.5121 | 14.2615 | 1.1751 | 1.7741 | 2.3003 | 7.3834 | 8.5801 | 8.9616 | 0.59383 | 1.5493 | 2.1135 | 2.7045 | 3.9862 | 4.9142 | -1 | -0.2 | 0.5 | 3.9533 | 3.3844 | 2.3206 | 0.72093 | 0.46343 | 0.2003
RGN33 | 2030 | 9.4552 | 10.5418 | 14.0762 | 2.0333 | 2.5295 | 2.8404 | 8.3735 | 9.6724 | 14.4218 | 1.1921 | 1.791 | 2.3173 | 7.5576 | 8.7543 | 9.1358 | 0.59383 | 1.5493 | 2.1135 | 2.7045 | 3.9862 | 4.9142 | -1 | -0.2 | 0.5 | 3.9797 | 3.4108 | 2.3471 | 0.75575 | 0.49825 | 0.23512
RGN33 | 2031 | 9.6135 | 10.7002 | 14.2345 | 2.0439 | 2.5402 | 2.851 | 8.5288 | 9.8277 | 14.5771 | 1.2132 | 1.8122 | 2.3384 | 7.6903 | 8.887 | 9.2685 | 0.59383 | 1.5493 | 2.1135 | 2.7045 | 3.9862 | 4.9142 | -1 | -0.2 | 0.5 | 4.0052 | 3.4363 | 2.3726 | 0.7894 | 0.5319 | 0.26877
RGN33 | 2032 | 9.7692 | 10.8558 | 14.3902 | 2.0538 | 2.5501 | 2.8609 | 8.6847 | 9.9836 | 14.733 | 1.2406 | 1.8396 | 2.3658 | 7.7997 | 8.9964 | 9.3779 | 0.59383 | 1.5493 | 2.1135 | 2.7045 | 3.9862 | 4.9142 | -1 | -0.2 | 0.5 | 4.0303 | 3.4614 | 2.3977 | 0.82238 | 0.56488 | 0.30174
RGN33 | 2033 | 9.9552 | 11.0418 | 14.5762 | 2.062 | 2.5582 | 2.8691 | 8.8733 | 10.1722 | 14.9216 | 1.2729 | 1.8719 | 2.3981 | 7.917 | 9.1138 | 9.4952 | 0.59383 | 1.5493 | 2.1135 | 2.7045 | 3.9862 | 4.9142 | -1 | -0.2 | 0.5 | 4.0556 | 3.4867 | 2.423 | 0.85572 | 0.59822 | 0.33508
RGN33 | 2034 | 10.142 | 11.2287 | 14.763 | 2.0685 | 2.5647 | 2.8756 | 9.0642 | 10.3631 | 15.1125 | 1.3076 | 1.9065 | 2.4327 | 8.0518 | 9.2486 | 9.63 | 0.59383 | 1.5493 | 2.1135 | 2.7045 | 3.9862 | 4.9142 | -1 | -0.2 | 0.5 | 4.0812 | 3.5123 | 2.4486 | 0.88948 | 0.63198 | 0.36885
RO | 2025 | 55.4174 | 59.0405 | 64.8036 | 6.4537 | 7.9508 | 9.3334 | 46.6218 | 49.735 | 54.2588 | 0.19364 | 2.1619 | 4.0042 | 44.3223 | 50.3039 | 53.4383 | 2.3349 | 5.44 | 6.3935 | 40.5578 | 42.8776 | 45.4893 | -2.0356 | -0.99891 | 1.3627 | 1.0336 | -0.56278 | -3.5226 | 0 | -3.3 | -4.3
RO | 2026 | 55.0259 | 58.649 | 64.4121 | 6.6108 | 8.108 | 9.4905 | 46.9729 | 50.0861 | 54.6099 | 0.2896 | 2.2579 | 4.1001 | 44.2772 | 50.2588 | 53.3932 | 2.4855 | 5.5906 | 6.544 | 40.1829 | 42.5027 | 45.1145 | -1.9314 | -0.89463 | 1.467 | -2.2959 | -3.8923 | -6.8521 | 0 | -3.3 | -4.3
RO | 2027 | 54.9252 | 58.5483 | 64.3114 | 6.5084 | 8.0055 | 9.3881 | 47.4039 | 50.5171 | 55.0409 | 0.074243 | 2.0425 | 3.8848 | 44.3066 | 50.2882 | 53.4226 | 2.3873 | 5.4924 | 6.4459 | 39.8927 | 42.2125 | 44.8243 | -2.1654 | -1.1287 | 1.2329 | -5.6401 | -7.2365 | -10.1963 | 0 | -3.3 | -4.3
RO | 2028 | 56.1534 | 59.7765 | 65.5396 | 6.0307 | 7.5279 | 8.9104 | 48.5231 | 51.6362 | 56.1601 | -0.35668 | 1.6116 | 3.4539 | 44.4436 | 50.4252 | 53.5596 | 1.9298 | 5.0349 | 5.9883 | 39.6539 | 41.9737 | 44.5855 | -2.6337 | -1.5969 | 0.76467 | -8.779 | -10.3754 | -13.3352 | 0 | -3.3 | -4.3
RO | 2029 | 57.6416 | 61.2647 | 67.0278 | 5.4307 | 6.9278 | 8.3104 | 49.6146 | 52.7278 | 57.2516 | -0.72177 | 1.2465 | 3.0888 | 44.6158 | 50.5973 | 53.7318 | 1.3549 | 4.46 | 5.4135 | 39.378 | 41.6978 | 44.3096 | -3.0304 | -1.9937 | 0.36793 | -11.8551 | -13.4515 | -16.4113 | 0 | -3.3 | -4.3
RO | 2030 | 58.7367 | 62.3598 | 68.1229 | 5.0288 | 6.526 | 7.9085 | 50.6425 | 53.7557 | 58.2795 | -0.86223 | 1.1061 | 2.9483 | 44.731 | 50.7126 | 53.847 | 0.96997 | 4.075 | 5.0285 | 39.0304 | 41.3502 | 43.962 | -3.183 | -2.1463 | 0.21529 | -15.088 | -16.6844 | -19.6442 | 0 | -3.3 | -4.3
RO | 2031 | 59.2541 | 62.8772 | 68.6403 | 4.888 | 6.3852 | 7.7677 | 51.6511 | 54.7643 | 59.2881 | -0.86982 | 1.0985 | 2.9407 | 44.7714 | 50.753 | 53.8874 | 0.83511 | 3.9402 | 4.8936 | 38.6726 | 40.9924 | 43.6042 | -3.1913 | -2.1546 | 0.20705 | -18.5055 | -20.1019 | -23.0617 | 0 | -3.3 | -4.3
RO | 2032 | 59.5943 | 63.2175 | 68.9806 | 4.7864 | 6.2836 | 7.6661 | 52.7206 | 55.8338 | 60.3576 | -0.97466 | 0.99363 | 2.8359 | 44.8006 | 50.7821 | 53.9166 | 0.73777 | 3.8428 | 4.7963 | 38.4025 | 40.7223 | 43.3341 | -3.3052 | -2.2685 | 0.093123 | -21.8472 | -23.4435 | -26.4033 | 0 | -3.3 | -4.3
RO | 2033 | 60.7364 | 64.3596 | 70.1227 | 4.4702 | 5.9673 | 7.3499 | 54.3603 | 57.4735 | 61.9973 | -1.2992 | 0.66904 | 2.5113 | 44.8913 | 50.8729 | 54.0073 | 0.4348 | 3.5399 | 4.4933 | 38.2585 | 40.5783 | 43.1901 | -3.6579 | -2.6212 | -0.2596 | -24.8405 | -26.4369 | -29.3967 | 0 | -3.3 | -4.3
RO | 2034 | 62.3097 | 65.9328 | 71.6959 | 3.9081 | 5.4053 | 6.7878 | 56.0554 | 59.1685 | 63.6923 | -1.7629 | 0.20539 | 2.0476 | 45.0525 | 51.0341 | 54.1685 | -0.10359 | 3.0015 | 3.9549 | 38.1857 | 40.5055 | 43.1172 | -4.1618 | -3.125 | -0.76345 | -27.4805 | -29.0769 | -32.0367 | 0 | -3.3 | -4.3
RTN | 2025 | 59.7699 | 65.3399 | 74.8084 | 4.9696 | 6.4572 | 8.2045 | 50.7259 | 53.8901 | 57.8373 | -0.18099 | 1.9949 | 2.767 | 46.4639 | 53.7847 | 72.5978 | 3.3143 | 6.0209 | 7.6686 | 44.2863 | 47.1297 | 51.9802 | -1.6922 | 0.21749 | 0.81596 | -13.9577 | -15.1291 | -16.0828 | -1.2 | -1.9 | -3
RTN | 2026 | 60.6276 | 66.1976 | 75.666 | 4.3765 | 5.864 | 7.6114 | 51.5836 | 54.7478 | 58.695 | -0.307 | 1.8689 | 2.641 | 46.6846 | 54.0054 | 72.8184 | 2.7044 | 5.411 | 7.0587 | 44.2863 | 47.1297 | 51.9802 | -2.0478 | -0.1381 | 0.46037 | -18.4233 | -19.5947 | -20.5484 | -1.2 | -1.9 | -3
RTN | 2027 | 61.4852 | 67.0553 | 76.5237 | 3.8923 | 5.3799 | 7.1272 | 52.4412 | 55.6054 | 59.5526 | -0.36951 | 1.8064 | 2.5785 | 46.8647 | 54.1855 | 72.9985 | 2.2066 | 4.9132 | 6.5609 | 44.2863 | 47.1297 | 51.9802 | -2.2241 | -0.3145 | 0.28397 | -23.3187 | -24.4901 | -25.4438 | -1.2 | -1.9 | -3
RTN | 2028 | 62.7597 | 68.3298 | 77.7982 | 3.5474 | 5.035 | 6.7823 | 53.7157 | 56.8799 | 60.8272 | -0.42318 | 1.7527 | 2.5249 | 46.9929 | 54.3137 | 73.1268 | 1.8521 | 4.5587 | 6.2064 | 44.2863 | 47.1297 | 51.9802 | -2.3756 | -0.46593 | 0.13254 | -28.4039 | -29.5753 | -30.529 | -1.2 | -1.9 | -3
RTN | 2029 | 64.0343 | 69.6043 | 79.0727 | 3.2283 | 4.7159 | 6.4632 | 54.9902 | 58.1544 | 62.1017 | -0.54317 | 1.6327 | 2.4049 | 47.1116 | 54.4324 | 73.2455 | 1.524 | 4.2306 | 5.8783 | 44.2863 | 47.1297 | 51.9802 | -2.7142 | -0.80454 | -0.20606 | -33.4503 | -34.6217 | -35.5754 | -1.2 | -1.9 | -3
RTN | 2030 | 65.3088 | 70.8788 | 80.3472 | 2.8043 | 4.2918 | 6.0392 | 56.2648 | 59.429 | 63.3762 | -0.73313 | 1.4427 | 2.2149 | 47.2694 | 54.5902 | 73.4033 | 1.088 | 3.7946 | 5.4423 | 44.2863 | 47.1297 | 51.9802 | -3.2502 | -1.3406 | -0.74212 | -38.3125 | -39.4839 | -40.4376 | -1.2 | -1.9 | -3
RTN | 2031 | 66.5833 | 72.1533 | 81.6217 | 2.2589 | 3.7464 | 5.4938 | 57.5393 | 60.7035 | 64.6507 | -0.90913 | 1.2667 | 2.0389 | 47.4723 | 54.7931 | 73.6061 | 0.5273 | 3.2339 | 4.8816 | 44.2863 | 47.1297 | 51.9802 | -3.7469 | -1.8373 | -1.2388 | -43.0481 | -44.2195 | -45.1733 | -1.2 | -1.9 | -3
RTN | 2032 | 67.8578 | 73.4278 | 82.8963 | 1.7051 | 3.1927 | 4.94 | 58.8138 | 61.978 | 65.9252 | -0.96907 | 1.2068 | 1.979 | 47.6782 | 54.999 | 73.8121 | -0.04198 | 2.6646 | 4.3123 | 44.2863 | 47.1297 | 51.9802 | -3.916 | -2.0064 | -1.4079 | -47.7996 | -48.9711 | -49.9248 | -1.2 | -1.9 | -3
RTN | 2033 | 69.8537 | 75.4238 | 84.8922 | 1.2618 | 2.7494 | 4.4967 | 60.8097 | 63.9739 | 67.9211 | -0.88517 | 1.2907 | 2.0629 | 47.8431 | 55.1639 | 73.977 | -0.49775 | 2.2088 | 3.8566 | 44.2863 | 47.1297 | 51.9802 | -3.6793 | -1.7696 | -1.1712 | -52.7004 | -53.8718 | -54.8255 | -1.2 | -1.9 | -3
RTN | 2034 | 71.8497 | 77.4197 | 86.8881 | 0.94208 | 2.4296 | 4.177 | 62.8057 | 65.9699 | 69.9171 | -0.72282 | 1.4531 | 2.2252 | 47.9621 | 55.2829 | 74.0959 | -0.82649 | 1.8801 | 3.5278 | 44.2863 | 47.1297 | 51.9802 | -3.2211 | -1.3115 | -0.71302 | -57.7205 | -58.8919 | -59.8456 | -1.2 | -1.9 | -3
RVE | 2025 | 55.6616 | 57.7602 | 59.5335 | 8.5115 | 9.3933 | 10.1621 | 40.1281 | 42.2552 | 44.9698 | -0.4747 | 2.0762 | 5.0148 | 46.8844 | 50.9435 | 54.118 | 3.933 | 5.0902 | 5.9375 | 33.9701 | 38.9051 | 40.6107 | -3.2569 | -2.6367 | -1.9402 | 18.4069 | 16.8514 | 15.8731 | -1.6955 | -2.7899 | -3.8185
RVE | 2026 | 55.9437 | 58.0423 | 59.8156 | 8.5232 | 9.405 | 10.1739 | 40.5227 | 42.6498 | 45.3644 | -0.47767 | 2.0732 | 5.0119 | 46.9353 | 50.9944 | 54.1689 | 3.7981 | 4.9552 | 5.8025 | 34.0064 | 38.9414 | 40.6471 | -3.5223 | -2.9022 | -2.2056 | 18.4054 | 16.8499 | 15.8716 | -1.696 | -2.7904 | -3.819
RVE | 2027 | 56.3545 | 58.4532 | 60.2265 | 8.4584 | 9.3402 | 10.109 | 40.9833 | 43.1103 | 45.825 | -0.48647 | 2.0644 | 5.0031 | 46.9242 | 50.9833 | 54.1578 | 3.5041 | 4.6613 | 5.5086 | 34.1076 | 39.0426 | 40.7482 | -3.3698 | -2.7497 | -2.0532 | 18.4017 | 16.8462 | 15.8679 | -1.6973 | -2.7917 | -3.8202
RVE | 2028 | 57.1 | 59.1986 | 60.972 | 8.2983 | 9.1801 | 9.949 | 41.7188 | 43.8459 | 46.5605 | -0.4971 | 2.0538 | 4.9924 | 46.8765 | 50.9356 | 54.1101 | 3.027 | 4.1842 | 5.0315 | 34.2235 | 39.1585 | 40.8642 | -3.0502 | -2.4301 | -1.7335 | 18.3934 | 16.8379 | 15.8596 | -1.7001 | -2.7945 | -3.823
RVE | 2029 | 57.855 | 59.9537 | 61.727 | 8.1099 | 8.9917 | 9.7606 | 42.4176 | 44.5447 | 47.2593 | -0.50199 | 2.0489 | 4.9875 | 46.839 | 50.8981 | 54.0727 | 2.4925 | 3.6496 | 4.4969 | 34.3075 | 39.2425 | 40.9481 | -2.885 | -2.2649 | -1.5684 | 18.3861 | 16.8306 | 15.8523 | -1.7026 | -2.797 | -3.8255
RVE | 2030 | 58.5723 | 60.6709 | 62.4442 | 7.9747 | 8.8565 | 9.6253 | 43.077 | 45.2041 | 47.9188 | -0.49945 | 2.0514 | 4.9901 | 46.8416 | 50.9006 | 54.0752 | 2.0463 | 3.2035 | 4.0508 | 34.3506 | 39.2856 | 40.9912 | -3.0334 | -2.4133 | -1.7167 | 18.3858 | 16.8303 | 15.8521 | -1.7027 | -2.797 | -3.8256
RVE | 2031 | 59.2346 | 61.3332 | 63.1066 | 7.914 | 8.7958 | 9.5647 | 43.7473 | 45.8744 | 48.589 | -0.49532 | 2.0555 | 4.9942 | 46.8746 | 50.9337 | 54.1082 | 1.7155 | 2.8727 | 3.72 | 34.3805 | 39.3154 | 41.0211 | -3.4312 | -2.8111 | -2.1146 | 18.392 | 16.8366 | 15.8583 | -1.7006 | -2.7949 | -3.8235
RVE | 2032 | 59.8464 | 61.945 | 63.7183 | 7.8829 | 8.7647 | 9.5335 | 44.4872 | 46.6143 | 49.3289 | -0.49789 | 2.053 | 4.9916 | 46.902 | 50.9611 | 54.1356 | 1.4056 | 2.5627 | 3.4101 | 34.4339 | 39.3689 | 41.0745 | -3.8922 | -3.2721 | -2.5756 | 18.3975 | 16.842 | 15.8637 | -1.6987 | -2.7931 | -3.8216
RVE | 2033 | 60.831 | 62.9296 | 64.703 | 7.8247 | 8.7065 | 9.4754 | 45.7172 | 47.8443 | 50.5589 | -0.51048 | 2.0404 | 4.9791 | 46.8939 | 50.953 | 54.1275 | 1.0091 | 2.1663 | 3.0136 | 34.5242 | 39.4592 | 41.1648 | -4.2803 | -3.6601 | -2.9636 | 18.3945 | 16.8391 | 15.8608 | -1.6997 | -2.7941 | -3.8226
RVE | 2034 | 61.7983 | 63.897 | 65.6703 | 7.7262 | 8.608 | 9.3768 | 46.9903 | 49.1174 | 51.832 | -0.52909 | 2.0218 | 4.9604 | 46.8511 | 50.9102 | 54.0847 | 0.51436 | 1.6715 | 2.5188 | 34.6358 | 39.5707 | 41.2764 | -4.601 | -3.9809 | -3.2843 | 18.3831 | 16.8276 | 15.8493 | -1.7036 | -2.798 | -3.8265
SNR | 2025 | 91.3175 | 96.2425 | 102.3948 | -1.8138 | -0.96245 | -0.19164 | 70.119 | 73.9158 | 79.5497 | -9.3943 | -7.2785 | -6.5822 | 79.6034 | 88.3403 | 94.0523 | -2.696 | -1.7659 | -0.63445 | 65.3594 | 68.8294 | 72.1903 | -10.1762 | -8.8143 | -7.5362 | -22.2082 | -30.8074 | -33.6755 | -6.2631 | -8.6586 | -9.5246
SNR | 2026 | 86.9199 | 91.579 | 97.3992 | -1.4751 | -0.66966 | 0.066311 | 66.9375 | 70.5294 | 75.859 | -8.4141 | -6.4125 | -5.7538 | 74.1244 | 82.3895 | 87.7931 | -2.3136 | -1.4337 | -0.36334 | 60.7054 | 63.9881 | 67.1675 | -9.1483 | -7.86 | -6.6509 | -24.0669 | -32.2017 | -34.915 | -5.9134 | -8.1795 | -8.9987
SNR | 2027 | 87.6374 | 92.2965 | 98.1166 | -1.3251 | -0.51974 | 0.21623 | 68.5824 | 72.1743 | 77.5039 | -8.5316 | -6.53 | -5.8713 | 73.3895 | 81.6546 | 87.0582 | -2.1661 | -1.2862 | -0.21589 | 60.9848 | 64.2675 | 67.4469 | -9.2672 | -7.9789 | -6.7697 | -27.3598 | -35.4946 | -38.2079 | -5.8973 | -8.1634 | -8.9827
SNR | 2028 | 90.0005 | 94.6596 | 100.4797 | -1.4423 | -0.63686 | 0.099111 | 71.531 | 75.1229 | 80.4525 | -9.051 | -7.0494 | -6.3907 | 73.9636 | 82.2287 | 87.6323 | -2.2813 | -1.4014 | -0.33108 | 62.2198 | 65.5024 | 68.6819 | -9.7925 | -8.5042 | -7.2951 | -30.7311 | -38.8659 | -41.5792 | -5.8766 | -8.1427 | -8.9619
SNR | 2029 | 93.0352 | 97.6943 | 103.5144 | -1.7084 | -0.90304 | -0.16707 | 74.0961 | 77.6879 | 83.0176 | -9.3914 | -7.3899 | -6.7312 | 75.2684 | 83.5335 | 88.9371 | -2.5431 | -1.6632 | -0.59288 | 63.0293 | 66.3119 | 69.4914 | -10.1368 | -8.8485 | -7.6394 | -34.0621 | -42.1969 | -44.9102 | -5.8542 | -8.1203 | -8.9396
SNR | 2030 | 95.7227 | 100.3818 | 106.2019 | -1.8976 | -1.0922 | -0.35619 | 75.6745 | 79.2663 | 84.5959 | -9.2716 | -7.27 | -6.6113 | 76.1954 | 84.4605 | 89.8641 | -2.7291 | -1.8492 | -0.77888 | 62.7442 | 66.0269 | 69.2063 | -10.0156 | -8.7273 | -7.5181 | -37.2927 | -45.4275 | -48.1408 | -5.8337 | -8.0998 | -8.919
SNR | 2031 | 97.6202 | 102.2793 | 108.0995 | -1.9114 | -1.106 | -0.36998 | 76.8824 | 80.4742 | 85.8038 | -8.9788 | -6.9772 | -6.3185 | 76.2631 | 84.5282 | 89.9318 | -2.7427 | -1.8628 | -0.79245 | 62.0482 | 65.3308 | 68.5103 | -9.7195 | -8.4312 | -7.2221 | -40.4701 | -48.6049 | -51.3182 | -5.8158 | -8.0819 | -8.9011
SNR | 2032 | 99.137 | 103.796 | 109.6162 | -1.8406 | -1.0352 | -0.29927 | 78.913 | 82.5049 | 87.8345 | -9.0699 | -7.0684 | -6.4097 | 75.9164 | 84.1815 | 89.5851 | -2.6731 | -1.7932 | -0.7229 | 62.2649 | 65.5475 | 68.727 | -9.8117 | -8.5234 | -7.3142 | -43.6645 | -51.7994 | -54.5126 | -5.7986 | -8.0647 | -8.884
SNR | 2033 | 101.8739 | 106.533 | 112.3531 | -1.8321 | -1.0267 | -0.29074 | 83.2347 | 86.8266 | 92.1562 | -9.7914 | -7.7898 | -7.1311 | 75.8746 | 84.1397 | 89.5433 | -2.6648 | -1.7849 | -0.71452 | 63.9803 | 67.2629 | 70.4424 | -10.5414 | -9.2531 | -8.0439 | -46.9341 | -55.069 | -57.7823 | -5.7795 | -8.0456 | -8.8649
SNR | 2034 | 105.0882 | 109.7473 | 115.5674 | -1.9295 | -1.1241 | -0.38817 | 88.3555 | 91.9473 | 97.277 | -10.8856 | -8.8841 | -8.2254 | 76.3522 | 84.6173 | 90.0209 | -2.7606 | -1.8807 | -0.81033 | 66.5821 | 69.8647 | 73.0442 | -11.6481 | -10.3598 | -9.1507 | -50.255 | -58.3898 | -61.1031 | -5.7582 | -8.0243 | -8.8435
SPK | 2025 | 49.8914 | 53.2733 | 58.6666 | 8.1588 | 9.0467 | 9.8419 | 42.2947 | 46.9122 | 51.4004 | 1.5363 | 3.925 | 4.9301 | 47.017 | 51.0347 | 55.0849 | 6.1938 | 7.5597 | 8.804 | 40.6942 | 42.9931 | 46.2331 | 1.2827 | 2.4747 | 2.8995 | 6.2985 | 4.1952 | 3.3547 | 0.9134 | -0.30871 | -0.74997
SPK | 2026 | 50.624 | 54.0059 | 59.3992 | 8.1051 | 8.993 | 9.7882 | 43.5418 | 48.1593 | 52.6475 | 1.5443 | 3.933 | 4.9381 | 47.2047 | 51.2224 | 55.2726 | 6.1196 | 7.4856 | 8.7298 | 40.7152 | 43.0142 | 46.2542 | 1.136 | 2.3279 | 2.7527 | 4.7394 | 2.636 | 1.7956 | 0.92012 | -0.30198 | -0.74324
SPK | 2027 | 51.6873 | 55.0692 | 60.4625 | 8.0409 | 8.9288 | 9.724 | 44.7276 | 49.3451 | 53.8332 | 1.55 | 3.9386 | 4.9438 | 47.7171 | 51.7348 | 55.785 | 6.031 | 7.3969 | 8.6412 | 40.94 | 43.239 | 46.479 | 1.002 | 2.1939 | 2.6187 | 3.0964 | 0.99307 | 0.15258 | 0.92895 | -0.29315 | -0.73441
SPK | 2028 | 52.7125 | 56.0944 | 61.4877 | 7.9978 | 8.8857 | 9.6809 | 45.7933 | 50.4108 | 54.8989 | 1.5561 | 3.9447 | 4.9498 | 48.0687 | 52.0864 | 56.1366 | 5.9714 | 7.3374 | 8.5816 | 41.0867 | 43.3857 | 46.6257 | 0.91906 | 2.111 | 2.5358 | 1.381 | -0.72227 | -1.5627 | 0.93559 | -0.28651 | -0.72777
SPK | 2029 | 53.4261 | 56.808 | 62.2013 | 7.9754 | 8.8633 | 9.6585 | 46.7418 | 51.3593 | 55.8474 | 1.5643 | 3.9529 | 4.9581 | 48.1144 | 52.1321 | 56.1823 | 5.9406 | 7.3066 | 8.5508 | 41.0157 | 43.3147 | 46.5547 | 0.86053 | 2.0525 | 2.4773 | -0.35473 | -2.458 | -3.2985 | 0.93941 | -0.2827 | -0.72395
SPK | 2030 | 54.0017 | 57.3836 | 62.7769 | 7.9529 | 8.8408 | 9.636 | 47.7838 | 52.4013 | 56.8895 | 1.5738 | 3.9624 | 4.9676 | 48.0246 | 52.0424 | 56.0926 | 5.9096 | 7.2755 | 8.5198 | 40.8373 | 43.1363 | 46.3763 | 0.78253 | 1.9745 | 2.3993 | -2.0417 | -4.145 | -4.9855 | 0.94275 | -0.27936 | -0.72062
SPK | 2031 | 54.6388 | 58.0207 | 63.414 | 7.9159 | 8.8038 | 9.599 | 48.9667 | 53.5842 | 58.0724 | 1.582 | 3.9706 | 4.9758 | 47.9952 | 52.0129 | 56.0631 | 5.8584 | 7.2243 | 8.4686 | 40.7927 | 43.0917 | 46.3317 | 0.67525 | 1.8672 | 2.292 | -3.6739 | -5.7772 | -6.6177 | 0.94764 | -0.27447 | -0.71573
SPK | 2032 | 55.3571 | 58.739 | 64.1323 | 7.8701 | 8.758 | 9.5532 | 50.1617 | 54.7792 | 59.2674 | 1.5866 | 3.9753 | 4.9804 | 48.0455 | 52.0633 | 56.1135 | 5.7952 | 7.1611 | 8.4054 | 41.0593 | 43.3583 | 46.5983 | 0.56544 | 1.7574 | 2.1822 | -5.2973 | -7.4006 | -8.2411 | 0.95376 | -0.26835 | -0.70961
SPK | 2033 | 56.5049 | 59.8868 | 65.2801 | 7.8298 | 8.7177 | 9.5129 | 51.6982 | 56.3157 | 60.8039 | 1.5876 | 3.9762 | 4.9814 | 48.0804 | 52.0982 | 56.1484 | 5.7396 | 7.1055 | 8.3498 | 41.6298 | 43.9288 | 47.1688 | 0.4772 | 1.6691 | 2.0939 | -6.9709 | -9.0742 | -9.9147 | 0.9595 | -0.2626 | -0.70386
SPK | 2034 | 57.5887 | 60.9706 | 66.3639 | 7.8 | 8.6879 | 9.4831 | 53.1574 | 57.7748 | 62.263 | 1.5867 | 3.9753 | 4.9804 | 48.0525 | 52.0702 | 56.1204 | 5.6984 | 7.0644 | 8.3086 | 42.351 | 44.65 | 47.89 | 0.40506 | 1.597 | 2.0218 | -8.6916 | -10.7949 | -11.6354 | 0.96423 | -0.25788 | -0.69914
SRD | 2025 | 8.8907 | 9.4199 | 10.1963 | 2.6816 | 3.1731 | 3.5357 | 9.2592 | 11.5075 | 24.8806 | 2.0849 | 2.2861 | 2.4847 | 3.1861 | 5.384 | 6.0039 | 0.66634 | 1.1161 | 1.2801 | 7.0394 | 7.279 | 7.3615 | -0.77742 | 0.68813 | 1.0921 | 5.6944 | 4.14 | 3.0425 | 0.7 | 0 | -0.7
SRD | 2026 | 8.7851 | 9.3143 | 10.0906 | 2.6816 | 3.1731 | 3.5357 | 9.2394 | 11.4877 | 24.8608 | 2.0837 | 2.2849 | 2.4835 | 3.1861 | 5.384 | 6.0039 | 0.66634 | 1.1161 | 1.2801 | 7.0452 | 7.2847 | 7.3672 | -0.77742 | 0.68813 | 1.0921 | 5.8846 | 4.3302 | 3.2328 | 0.7 | 0 | -0.7
SRD | 2027 | 8.8002 | 9.3294 | 10.1057 | 2.6816 | 3.1731 | 3.5357 | 9.221 | 11.4693 | 24.8424 | 2.1281 | 2.3293 | 2.5279 | 3.1861 | 5.384 | 6.0039 | 0.66634 | 1.1161 | 1.2801 | 6.8347 | 7.0742 | 7.1567 | -0.77742 | 0.68813 | 1.0921 | 5.7569 | 4.2024 | 3.105 | 0.7 | 0 | -0.7
SRD | 2028 | 8.8901 | 9.4193 | 10.1957 | 2.6816 | 3.1731 | 3.5357 | 9.2242 | 11.4725 | 24.8456 | 2.1502 | 2.3514 | 2.55 | 3.1861 | 5.384 | 6.0039 | 0.66634 | 1.1161 | 1.2801 | 6.7298 | 6.9693 | 7.0518 | -0.77742 | 0.68813 | 1.0921 | 5.5282 | 3.9738 | 2.8763 | 0.7 | 0 | -0.7
SRD | 2029 | 8.9016 | 9.4308 | 10.2072 | 2.6816 | 3.1731 | 3.5357 | 9.2372 | 11.4855 | 24.8586 | 2.1221 | 2.3233 | 2.5219 | 3.1861 | 5.384 | 6.0039 | 0.66634 | 1.1161 | 1.2801 | 6.8631 | 7.1026 | 7.1851 | -0.77742 | 0.68813 | 1.0921 | 5.531 | 3.9765 | 2.8791 | 0.7 | 0 | -0.7
SRD | 2030 | 8.827 | 9.3563 | 10.1326 | 2.6816 | 3.1731 | 3.5357 | 9.2401 | 11.4884 | 24.8615 | 2.0924 | 2.2936 | 2.4922 | 3.1861 | 5.384 | 6.0039 | 0.66634 | 1.1161 | 1.2801 | 7.0039 | 7.2434 | 7.3259 | -0.77742 | 0.68813 | 1.0921 | 5.7397 | 4.1853 | 3.0879 | 0.7 | 0 | -0.7
SRD | 2031 | 8.7963 | 9.3255 | 10.1019 | 2.6816 | 3.1731 | 3.5357 | 9.2309 | 11.4792 | 24.8522 | 2.1081 | 2.3093 | 2.5079 | 3.1861 | 5.384 | 6.0039 | 0.66634 | 1.1161 | 1.2801 | 6.9295 | 7.169 | 7.2515 | -0.77742 | 0.68813 | 1.0921 | 5.8152 | 4.2607 | 3.1633 | 0.7 | 0 | -0.7
SRD | 2032 | 8.8549 | 9.3841 | 10.1605 | 2.6816 | 3.1731 | 3.5357 | 9.2254 | 11.4737 | 24.8468 | 2.1395 | 2.3407 | 2.5392 | 3.1861 | 5.384 | 6.0039 | 0.66634 | 1.1161 | 1.2801 | 6.7807 | 7.0202 | 7.1027 | -0.77742 | 0.68813 | 1.0921 | 5.6422 | 4.0877 | 2.9903 | 0.7 | 0 | -0.7
SRD | 2033 | 8.8977 | 9.4269 | 10.2033 | 2.6816 | 3.1731 | 3.5357 | 9.2353 | 11.4836 | 24.8567 | 2.1277 | 2.3289 | 2.5275 | 3.1861 | 5.384 | 6.0039 | 0.66634 | 1.1161 | 1.2801 | 6.8366 | 7.0761 | 7.1586 | -0.77742 | 0.68813 | 1.0921 | 5.5274 | 3.9729 | 2.8755 | 0.7 | 0 | -0.7
SRD | 2034 | 8.845 | 9.3742 | 10.1506 | 2.6816 | 3.1731 | 3.5357 | 9.2549 | 11.5032 | 24.8763 | 2.0729 | 2.2741 | 2.4727 | 3.1861 | 5.384 | 6.0039 | 0.66634 | 1.1161 | 1.2801 | 7.0963 | 7.3358 | 7.4183 | -0.77742 | 0.68813 | 1.0921 | 5.701 | 4.1466 | 3.0491 | 0.7 | 0 | -0.7
SUM | 2025 | 9.5571 | 11.0121 | 14.085 | 5.268 | 6.3759 | 9.9184 | 10.3994 | 11.8978 | 14.5796 | 4.7966 | 5.1208 | 6.2159 | 4.3255 | 5.7893 | 8.0838 | 0.61383 | 2.1495 | 2.4359 | 4.8409 | 5.6576 | 6.2481 | 1.6862 | 2.2617 | 2.965 | 4.5929 | 3.8332 | 2.5293 | 3.159 | 1.6335 | 0.4267
SUM | 2026 | 9.5887 | 11.0437 | 14.1166 | 5.268 | 6.3759 | 9.9184 | 10.9283 | 12.4266 | 15.1084 | 4.7966 | 5.1208 | 6.2159 | 4.3255 | 5.7893 | 8.0838 | 0.59819 | 2.1339 | 2.4203 | 4.8409 | 5.6576 | 6.2481 | 1.6862 | 2.2617 | 2.965 | 4.5929 | 3.8332 | 2.5293 | 3.159 | 1.6335 | 0.4267
SUM | 2027 | 9.5931 | 11.0481 | 14.1211 | 5.268 | 6.3759 | 9.9184 | 10.8611 | 12.3594 | 15.0412 | 4.7966 | 5.1208 | 6.2159 | 4.3255 | 5.7893 | 8.0838 | 0.591 | 2.1267 | 2.4131 | 4.8409 | 5.6576 | 6.2481 | 1.6862 | 2.2617 | 2.965 | 4.5929 | 3.8332 | 2.5293 | 3.159 | 1.6335 | 0.4267
SUM | 2028 | 9.5719 | 11.0269 | 14.0998 | 5.268 | 6.3759 | 9.9184 | 10.4546 | 11.9529 | 14.6347 | 4.7966 | 5.1208 | 6.2159 | 4.3255 | 5.7893 | 8.0838 | 0.59374 | 2.1294 | 2.4158 | 4.8409 | 5.6576 | 6.2481 | 1.6862 | 2.2617 | 2.965 | 4.5929 | 3.8332 | 2.5293 | 3.159 | 1.6335 | 0.4267
SUM | 2029 | 9.5494 | 11.0044 | 14.0773 | 5.268 | 6.3759 | 9.9184 | 10.2068 | 11.7052 | 14.387 | 4.7966 | 5.1208 | 6.2159 | 4.3255 | 5.7893 | 8.0838 | 0.5998 | 2.1355 | 2.4219 | 4.8409 | 5.6576 | 6.2481 | 1.6862 | 2.2617 | 2.965 | 4.5929 | 3.8332 | 2.5293 | 3.159 | 1.6335 | 0.4267
SUM | 2030 | 9.5475 | 11.0024 | 14.0754 | 5.268 | 6.3759 | 9.9184 | 10.3586 | 11.857 | 14.5388 | 4.7966 | 5.1208 | 6.2159 | 4.3255 | 5.7893 | 8.0838 | 0.60159 | 2.1373 | 2.4237 | 4.8409 | 5.6576 | 6.2481 | 1.6862 | 2.2617 | 2.965 | 4.5929 | 3.8332 | 2.5293 | 3.159 | 1.6335 | 0.4267
SUM | 2031 | 9.5657 | 11.0207 | 14.0936 | 5.268 | 6.3759 | 9.9184 | 10.7202 | 12.2186 | 14.9003 | 4.7966 | 5.1208 | 6.2159 | 4.3255 | 5.7893 | 8.0838 | 0.59757 | 2.1333 | 2.4196 | 4.8409 | 5.6576 | 6.2481 | 1.6862 | 2.2617 | 2.965 | 4.5929 | 3.8332 | 2.5293 | 3.159 | 1.6335 | 0.4267
SUM | 2032 | 9.5838 | 11.0388 | 14.1117 | 5.268 | 6.3759 | 9.9184 | 10.8922 | 12.3905 | 15.0723 | 4.7966 | 5.1208 | 6.2159 | 4.3255 | 5.7893 | 8.0838 | 0.59275 | 2.1285 | 2.4148 | 4.8409 | 5.6576 | 6.2481 | 1.6862 | 2.2617 | 2.965 | 4.5929 | 3.8332 | 2.5293 | 3.159 | 1.6335 | 0.4267
SUM | 2033 | 9.5824 | 11.0374 | 14.1103 | 5.268 | 6.3759 | 9.9184 | 10.673 | 12.1713 | 14.8531 | 4.7966 | 5.1208 | 6.2159 | 4.3255 | 5.7893 | 8.0838 | 0.5928 | 2.1285 | 2.4149 | 4.8409 | 5.6576 | 6.2481 | 1.6862 | 2.2617 | 2.965 | 4.5929 | 3.8332 | 2.5293 | 3.159 | 1.6335 | 0.4267
SUM | 2034 | 9.5604 | 11.0154 | 14.0883 | 5.268 | 6.3759 | 9.9184 | 10.211 | 11.7094 | 14.3912 | 4.7966 | 5.1208 | 6.2159 | 4.3255 | 5.7893 | 8.0838 | 0.59843 | 2.1341 | 2.4205 | 4.8409 | 5.6576 | 6.2481 | 1.6862 | 2.2617 | 2.965 | 4.5929 | 3.8332 | 2.5293 | 3.159 | 1.6335 | 0.4267
SVY | 2025 | 17.2429 | 20.1739 | 23.902 | 0.25742 | 1.9822 | 4.5145 | 12.9861 | 15.9846 | 19.5221 | -1.6333 | -1.0399 | -0.18568 | 13.4258 | 15.4647 | 18.9451 | -0.085554 | 0.86676 | 1.1789 | 11.9801 | 13.9117 | 15.1187 | -2.597 | -1.6043 | -0.52994 | 3.089 | 1.218 | -0.34805 | -0.59099 | -1.2084 | -1.3697
SVY | 2026 | 17.3302 | 20.2612 | 23.9893 | 0.25742 | 1.9822 | 4.5145 | 13.0734 | 16.0719 | 19.6094 | -1.857 | -1.2635 | -0.40932 | 13.1715 | 15.2103 | 18.6907 | -0.22759 | 0.72472 | 1.0369 | 11.9801 | 13.9117 | 15.1187 | -2.597 | -1.6043 | -0.52994 | 2.8496 | 0.97856 | -0.58749 | -0.60385 | -1.2213 | -1.3826
SVY | 2027 | 17.4175 | 20.3485 | 24.0766 | 0.25742 | 1.9822 | 4.5145 | 13.1607 | 16.1592 | 19.6967 | -1.8626 | -1.2691 | -0.41493 | 13.2744 | 15.3132 | 18.7936 | -0.23769 | 0.71462 | 1.0268 | 11.9801 | 13.9117 | 15.1187 | -2.597 | -1.6043 | -0.52994 | 2.5405 | 0.66945 | -0.89659 | -0.62044 | -1.2379 | -1.3992
SVY | 2028 | 17.602 | 20.533 | 24.2611 | 0.25742 | 1.9822 | 4.5145 | 13.3452 | 16.3437 | 19.8812 | -1.763 | -1.1696 | -0.31538 | 13.4769 | 15.5157 | 18.9961 | -0.16492 | 0.78739 | 1.0996 | 11.9801 | 13.9117 | 15.1187 | -2.597 | -1.6043 | -0.52994 | 2.1628 | 0.29178 | -1.2743 | -0.64071 | -1.2581 | -1.4195
SVY | 2029 | 17.7864 | 20.7175 | 24.4455 | 0.25742 | 1.9822 | 4.5145 | 13.5297 | 16.5281 | 20.0657 | -1.6872 | -1.0937 | -0.23952 | 13.5995 | 15.6383 | 19.1187 | -0.094456 | 0.85785 | 1.17 | 11.9801 | 13.9117 | 15.1187 | -2.597 | -1.6043 | -0.52994 | 1.759 | -0.11204 | -1.6781 | -0.66238 | -1.2798 | -1.4411
SVY | 2030 | 17.9709 | 20.9019 | 24.63 | 0.25742 | 1.9822 | 4.5145 | 13.7141 | 16.7126 | 20.2501 | -1.685 | -1.0915 | -0.23735 | 13.6099 | 15.6488 | 19.1292 | -0.083561 | 0.86875 | 1.1809 | 11.9801 | 13.9117 | 15.1187 | -2.597 | -1.6043 | -0.52994 | 1.3786 | -0.49236 | -2.0584 | -0.68279 | -1.3002 | -1.4615
SVY | 2031 | 18.1553 | 21.0864 | 24.8145 | 0.25742 | 1.9822 | 4.5145 | 13.8986 | 16.8971 | 20.4346 | -1.7185 | -1.125 | -0.27085 | 13.5669 | 15.6058 | 19.0862 | -0.12468 | 0.82763 | 1.1398 | 11.9801 | 13.9117 | 15.1187 | -2.597 | -1.6043 | -0.52994 | 1.0346 | -0.83636 | -2.4024 | -0.70126 | -1.3187 | -1.48
SVY | 2032 | 18.3398 | 21.2708 | 24.9989 | 0.25742 | 1.9822 | 4.5145 | 14.083 | 17.0815 | 20.619 | -1.7158 | -1.1223 | -0.2681 | 13.5307 | 15.5695 | 19.0499 | -0.16409 | 0.78822 | 1.1004 | 11.9801 | 13.9117 | 15.1187 | -2.597 | -1.6043 | -0.52994 | 0.70211 | -1.1689 | -2.7349 | -0.7191 | -1.3365 | -1.4979
SVY | 2033 | 18.6889 | 21.6199 | 25.348 | 0.25742 | 1.9822 | 4.5145 | 14.4321 | 17.4306 | 20.9681 | -1.6424 | -1.0489 | -0.19472 | 13.525 | 15.5639 | 19.0443 | -0.15451 | 0.7978 | 1.11 | 11.9801 | 13.9117 | 15.1187 | -2.597 | -1.6043 | -0.52994 | 0.34655 | -1.5244 | -3.0905 | -0.73819 | -1.3556 | -1.5169
SVY | 2034 | 19.038 | 21.969 | 25.6971 | 0.25742 | 1.9822 | 4.5145 | 14.7812 | 17.7797 | 21.3172 | -1.5248 | -0.93136 | -0.077169 | 13.5449 | 15.5837 | 19.0641 | -0.094426 | 0.85788 | 1.17 | 11.9801 | 13.9117 | 15.1187 | -2.597 | -1.6043 | -0.52994 | -0.036439 | -1.9074 | -3.4735 | -0.75874 | -1.3762 | -1.5375
SX | 2025 | 1.1186 | 1.7748 | 3.1807 | 1.5077 | 1.9587 | 3.7667 | 1.0424 | 1.4454 | 2.1842 | 1.3674 | 1.9981 | 4.6746 | 0.51277 | 0.82809 | 0.93007 | 1.011 | 1.1429 | 1.2018 | 0.40057 | 0.47426 | 0.53341 | 1.0555 | 1.3961 | 1.5996 | 0.30251 | 0.17815 | 0.11106 | 1.43 | 1.1 | 0.9
SX | 2026 | 0.97587 | 1.6321 | 3.038 | 1.5314 | 1.9825 | 3.7905 | 1.0043 | 1.4073 | 2.1461 | 1.3461 | 1.9768 | 4.6533 | 0.55142 | 0.86674 | 0.96872 | 0.98526 | 1.1172 | 1.1761 | 0.38822 | 0.46192 | 0.52106 | 1.0555 | 1.3961 | 1.5996 | 0.3025 | 0.17814 | 0.11105 | 1.43 | 1.1 | 0.9
SX | 2027 | 0.90574 | 1.562 | 2.9678 | 1.5431 | 1.9942 | 3.8022 | 0.99408 | 1.3971 | 2.1359 | 1.3441 | 1.9748 | 4.6513 | 0.54786 | 0.86318 | 0.96516 | 0.97252 | 1.1044 | 1.1633 | 0.37728 | 0.45097 | 0.51011 | 1.0555 | 1.3961 | 1.5996 | 0.3025 | 0.17814 | 0.11105 | 1.43 | 1.1 | 0.9
SX | 2028 | 0.90007 | 1.5563 | 2.9622 | 1.5446 | 1.9957 | 3.8037 | 1.0008 | 1.4038 | 2.1426 | 1.3481 | 1.9788 | 4.6553 | 0.51954 | 0.83486 | 0.93684 | 0.97092 | 1.1028 | 1.1617 | 0.36814 | 0.44184 | 0.50098 | 1.0555 | 1.3961 | 1.5996 | 0.3025 | 0.17814 | 0.11105 | 1.43 | 1.1 | 0.9
SX | 2029 | 0.90924 | 1.5655 | 2.9713 | 1.5436 | 1.9947 | 3.8027 | 1.0023 | 1.4053 | 2.1441 | 1.3433 | 1.974 | 4.6506 | 0.49657 | 0.81189 | 0.91387 | 0.97198 | 1.1039 | 1.1628 | 0.35931 | 0.433 | 0.49215 | 1.0555 | 1.3961 | 1.5996 | 0.3025 | 0.17814 | 0.11105 | 1.43 | 1.1 | 0.9
SX | 2030 | 0.89002 | 1.5463 | 2.9521 | 1.5473 | 1.9984 | 3.8064 | 0.98927 | 1.3923 | 2.1311 | 1.3251 | 1.9558 | 4.6324 | 0.49745 | 0.81277 | 0.91475 | 0.96795 | 1.0998 | 1.1587 | 0.34929 | 0.42298 | 0.48213 | 1.0555 | 1.3961 | 1.5996 | 0.3025 | 0.17814 | 0.11104 | 1.43 | 1.1 | 0.9
SX | 2031 | 0.83559 | 1.4919 | 2.8977 | 1.5569 | 2.0079 | 3.8159 | 0.96728 | 1.3703 | 2.1091 | 1.3008 | 1.9315 | 4.608 | 0.51471 | 0.83003 | 0.93201 | 0.9576 | 1.0895 | 1.1484 | 0.33815 | 0.41185 | 0.47099 | 1.0555 | 1.3961 | 1.5996 | 0.30249 | 0.17813 | 0.11104 | 1.43 | 1.1 | 0.9
SX | 2032 | 0.77325 | 1.4295 | 2.8354 | 1.5677 | 2.0188 | 3.8268 | 0.94927 | 1.3522 | 2.0911 | 1.2815 | 1.9122 | 4.5888 | 0.52365 | 0.83897 | 0.94096 | 0.94582 | 1.0777 | 1.1366 | 0.32719 | 0.40088 | 0.46003 | 1.0555 | 1.3961 | 1.5996 | 0.30249 | 0.17813 | 0.11104 | 1.43 | 1.1 | 0.9
SX | 2033 | 0.73661 | 1.3929 | 2.7987 | 1.575 | 2.026 | 3.834 | 0.94622 | 1.3492 | 2.088 | 1.2724 | 1.903 | 4.5796 | 0.50546 | 0.82078 | 0.92276 | 0.93796 | 1.0699 | 1.1288 | 0.31738 | 0.39108 | 0.45022 | 1.0555 | 1.3961 | 1.5996 | 0.30248 | 0.17812 | 0.11103 | 1.43 | 1.1 | 0.9
SX | 2034 | 0.7266 | 1.3829 | 2.7887 | 1.5778 | 2.0289 | 3.8369 | 0.95031 | 1.3533 | 2.0921 | 1.2692 | 1.8999 | 4.5765 | 0.46287 | 0.77819 | 0.88017 | 0.93488 | 1.0668 | 1.1257 | 0.30837 | 0.38207 | 0.44121 | 1.0555 | 1.3961 | 1.5996 | 0.30248 | 0.17812 | 0.11103 | 1.43 | 1.1 | 0.9
TLA | 2025 | 6.34 | 6.7877 | 6.9525 | -0.049335 | -0.0050888 | 0.027133 | 5.8829 | 6.1644 | 6.3096 | -0.23331 | -0.021201 | 0.48284 | 5.2787 | 5.3616 | 5.3918 | -0.57697 | -0.17906 | -0.016287 | 2.287 | 3.5968 | 4.0652 | -0.39148 | -0.15995 | -0.0059296 | 4.3 | 3.5 | 3.2 | 0 | 0 | 0
TLA | 2026 | 6.071 | 6.5188 | 6.6835 | -0.049324 | -0.0050777 | 0.027144 | 5.8829 | 6.1644 | 6.3096 | -0.23331 | -0.021201 | 0.48284 | 5.2516 | 5.3344 | 5.3647 | -0.57702 | -0.17912 | -0.016343 | 2.287 | 3.5968 | 4.0652 | -0.39148 | -0.15995 | -0.0059296 | 4.3 | 3.5 | 3.2 | 0 | 0 | 0
TLA | 2027 | 5.8995 | 6.3473 | 6.512 | -0.049449 | -0.0052027 | 0.027019 | 5.8829 | 6.1644 | 6.3096 | -0.23331 | -0.021201 | 0.48284 | 5.0317 | 5.1145 | 5.1448 | -0.57639 | -0.17848 | -0.015705 | 2.287 | 3.5968 | 4.0652 | -0.39148 | -0.15995 | -0.0059296 | 4.3 | 3.5 | 3.2 | 0 | 0 | 0
TLA | 2028 | 5.9754 | 6.4231 | 6.5879 | -0.049441 | -0.0051945 | 0.027027 | 5.8829 | 6.1644 | 6.3096 | -0.23331 | -0.021201 | 0.48284 | 4.8634 | 4.9463 | 4.9765 | -0.57643 | -0.17852 | -0.015746 | 2.287 | 3.5968 | 4.0652 | -0.39148 | -0.15995 | -0.0059296 | 4.3 | 3.5 | 3.2 | 0 | 0 | 0
TLA | 2029 | 6.167 | 6.6148 | 6.7796 | -0.049402 | -0.0051557 | 0.027066 | 5.8829 | 6.1644 | 6.3096 | -0.23331 | -0.021201 | 0.48284 | 4.8506 | 4.9335 | 4.9637 | -0.57663 | -0.17872 | -0.015945 | 2.287 | 3.5968 | 4.0652 | -0.39148 | -0.15995 | -0.0059296 | 4.3 | 3.5 | 3.2 | 0 | 0 | 0
TLA | 2030 | 6.2496 | 6.6974 | 6.8621 | -0.049408 | -0.0051617 | 0.02706 | 5.8829 | 6.1644 | 6.3096 | -0.23331 | -0.021201 | 0.48284 | 4.9522 | 5.0351 | 5.0653 | -0.57659 | -0.17869 | -0.015914 | 2.287 | 3.5968 | 4.0652 | -0.39148 | -0.15995 | -0.0059296 | 4.3 | 3.5 | 3.2 | 0 | 0 | 0
TLA | 2031 | 6.1512 | 6.599 | 6.7637 | -0.049419 | -0.0051728 | 0.027049 | 5.8829 | 6.1644 | 6.3096 | -0.23331 | -0.021201 | 0.48284 | 5.0597 | 5.1426 | 5.1728 | -0.57654 | -0.17863 | -0.015857 | 2.287 | 3.5968 | 4.0652 | -0.39148 | -0.15995 | -0.0059296 | 4.3 | 3.5 | 3.2 | 0 | 0 | 0
TLA | 2032 | 6.0065 | 6.4543 | 6.619 | -0.049415 | -0.0051681 | 0.027054 | 5.8829 | 6.1644 | 6.3096 | -0.23331 | -0.021201 | 0.48284 | 5.0881 | 5.1709 | 5.2012 | -0.57656 | -0.17865 | -0.015881 | 2.287 | 3.5968 | 4.0652 | -0.39148 | -0.15995 | -0.0059296 | 4.3 | 3.5 | 3.2 | 0 | 0 | 0
TLA | 2033 | 5.9903 | 6.4381 | 6.6029 | -0.049415 | -0.0051684 | 0.027054 | 5.8829 | 6.1644 | 6.3096 | -0.23331 | -0.021201 | 0.48284 | 5.0199 | 5.1028 | 5.133 | -0.57656 | -0.17865 | -0.01588 | 2.287 | 3.5968 | 4.0652 | -0.39148 | -0.15995 | -0.0059296 | 4.3 | 3.5 | 3.2 | 0 | 0 | 0
TLA | 2034 | 6.1347 | 6.5825 | 6.7472 | -0.049414 | -0.0051672 | 0.027055 | 5.8829 | 6.1644 | 6.3096 | -0.23331 | -0.021201 | 0.48284 | 4.8914 | 4.9743 | 5.0045 | -0.57657 | -0.17866 | -0.015886 | 2.287 | 3.5968 | 4.0652 | -0.39148 | -0.15995 | -0.0059296 | 4.3 | 3.5 | 3.2 | 0 | 0 | 0
TPP | 2025 | 21.3747 | 26.2377 | 31.1845 | 12.6448 | 15.0713 | 17.1918 | 24.9579 | 27.6523 | 30.0697 | 13.3482 | 15.0604 | 16.724 | 12.9087 | 18.0846 | 21.213 | 4.9747 | 7.9495 | 10.5549 | 18.7039 | 22.6404 | 25.1097 | 7.9796 | 11.3163 | 13.1971 | 26 | 25.4 | 15 | 15 | 12.35 | 6
TPP | 2026 | 21.3747 | 26.2377 | 31.1845 | 12.7342 | 15.1606 | 17.2812 | 24.9579 | 27.6523 | 30.0697 | 13.3482 | 15.0604 | 16.724 | 12.9087 | 18.0846 | 21.213 | 4.9747 | 7.9495 | 10.5549 | 18.7039 | 22.6404 | 25.1097 | 7.9796 | 11.3163 | 13.1971 | 26 | 25.4 | 15 | 15 | 12.35 | 6
TPP | 2027 | 21.3747 | 26.2377 | 31.1845 | 12.773 | 15.1994 | 17.32 | 24.9579 | 27.6523 | 30.0697 | 13.3482 | 15.0604 | 16.724 | 12.9087 | 18.0846 | 21.213 | 4.9747 | 7.9495 | 10.5549 | 18.7039 | 22.6404 | 25.1097 | 7.9796 | 11.3163 | 13.1971 | 26 | 25.4 | 15 | 15 | 12.35 | 6
TPP | 2028 | 21.3747 | 26.2377 | 31.1845 | 12.7684 | 15.1948 | 17.3154 | 24.9579 | 27.6523 | 30.0697 | 13.3482 | 15.0604 | 16.724 | 12.9087 | 18.0846 | 21.213 | 4.9747 | 7.9495 | 10.5549 | 18.7039 | 22.6404 | 25.1097 | 7.9796 | 11.3163 | 13.1971 | 26 | 25.4 | 15 | 15 | 12.35 | 6
TPP | 2029 | 21.3747 | 26.2377 | 31.1845 | 12.7482 | 15.1746 | 17.2952 | 24.9579 | 27.6523 | 30.0697 | 13.3482 | 15.0604 | 16.724 | 12.9087 | 18.0846 | 21.213 | 4.9747 | 7.9495 | 10.5549 | 18.7039 | 22.6404 | 25.1097 | 7.9796 | 11.3163 | 13.1971 | 26 | 25.4 | 15 | 15 | 12.35 | 6
TPP | 2030 | 21.3747 | 26.2377 | 31.1845 | 12.7375 | 15.1639 | 17.2844 | 24.9579 | 27.6523 | 30.0697 | 13.3482 | 15.0604 | 16.724 | 12.9087 | 18.0846 | 21.213 | 4.9747 | 7.9495 | 10.5549 | 18.7039 | 22.6404 | 25.1097 | 7.9796 | 11.3163 | 13.1971 | 26 | 25.4 | 15 | 15 | 12.35 | 6
TPP | 2031 | 21.3747 | 26.2377 | 31.1845 | 12.7425 | 15.1689 | 17.2895 | 24.9579 | 27.6523 | 30.0697 | 13.3482 | 15.0604 | 16.724 | 12.9087 | 18.0846 | 21.213 | 4.9747 | 7.9495 | 10.5549 | 18.7039 | 22.6404 | 25.1097 | 7.9796 | 11.3163 | 13.1971 | 26 | 25.4 | 15 | 15 | 12.35 | 6
TPP | 2032 | 21.3747 | 26.2377 | 31.1845 | 12.7523 | 15.1788 | 17.2993 | 24.9579 | 27.6523 | 30.0697 | 13.3482 | 15.0604 | 16.724 | 12.9087 | 18.0846 | 21.213 | 4.9747 | 7.9495 | 10.5549 | 18.7039 | 22.6404 | 25.1097 | 7.9796 | 11.3163 | 13.1971 | 26 | 25.4 | 15 | 15 | 12.35 | 6
TPP | 2033 | 21.3747 | 26.2377 | 31.1845 | 12.7531 | 15.1795 | 17.3001 | 24.9579 | 27.6523 | 30.0697 | 13.3482 | 15.0604 | 16.724 | 12.9087 | 18.0846 | 21.213 | 4.9747 | 7.9495 | 10.5549 | 18.7039 | 22.6404 | 25.1097 | 7.9796 | 11.3163 | 13.1971 | 26 | 25.4 | 15 | 15 | 12.35 | 6
TPP | 2034 | 21.3747 | 26.2377 | 31.1845 | 12.7418 | 15.1683 | 17.2888 | 24.9579 | 27.6523 | 30.0697 | 13.3482 | 15.0604 | 16.724 | 12.9087 | 18.0846 | 21.213 | 4.9747 | 7.9495 | 10.5549 | 18.7039 | 22.6404 | 25.1097 | 7.9796 | 11.3163 | 13.1971 | 26 | 25.4 | 15 | 15 | 12.35 | 6
TS | 2025 | 6.4034 | 7.2358 | 9.6645 | 3.7295 | 6.1312 | 7.0084 | 5.9734 | 6.498 | 8.0851 | 4.9807 | 6.4176 | 7.2946 | 4.5116 | 5.1797 | 6.1281 | 1.5966 | 4.3212 | 5.4757 | 5.6464 | 5.9024 | 6.2486 | -0.78715 | 3.42 | 5.6444 | 1.6879 | 1.3813 | 0.48801 | 3.3 | 2.7 | 1
TS | 2026 | 6.2306 | 7.063 | 9.4917 | 3.8627 | 6.2644 | 7.1417 | 5.9769 | 6.5016 | 8.0886 | 5.0882 | 6.5251 | 7.4021 | 4.2687 | 4.9367 | 5.8852 | 1.8319 | 4.5565 | 5.711 | 5.566 | 5.8219 | 6.1681 | -0.7744 | 3.4327 | 5.6571 | 1.5257 | 1.2192 | 0.32585 | 3.3 | 2.7 | 1
TS | 2027 | 6.1274 | 6.9598 | 9.3885 | 3.9503 | 6.352 | 7.2292 | 5.9805 | 6.5052 | 8.0922 | 5.1029 | 6.5398 | 7.4168 | 4.2046 | 4.8727 | 5.8211 | 1.8939 | 4.6185 | 5.773 | 5.5378 | 5.7937 | 6.1399 | -0.77806 | 3.4291 | 5.6535 | 1.4183 | 1.1117 | 0.21842 | 3.3 | 2.7 | 1
TS | 2028 | 6.0887 | 6.9211 | 9.3498 | 4.0134 | 6.4151 | 7.2923 | 6.0071 | 6.5318 | 8.1188 | 5.0897 | 6.5266 | 7.4036 | 4.2718 | 4.9399 | 5.8883 | 1.8288 | 4.5534 | 5.7079 | 5.5408 | 5.7968 | 6.1429 | -0.78751 | 3.4196 | 5.644 | 1.3498 | 1.0433 | 0.14995 | 3.3 | 2.7 | 1
TS | 2029 | 6.0549 | 6.8873 | 9.3161 | 4.0796 | 6.4813 | 7.3585 | 6.0337 | 6.5584 | 8.1454 | 5.1197 | 6.5566 | 7.4336 | 4.3386 | 5.0067 | 5.9551 | 1.7641 | 4.4887 | 5.6432 | 5.5307 | 5.7867 | 6.1328 | -0.78944 | 3.4177 | 5.6421 | 1.2852 | 0.97869 | 0.08537 | 3.3 | 2.7 | 1
TS | 2030 | 6.0026 | 6.835 | 9.2637 | 4.1651 | 6.5668 | 7.4441 | 6.0603 | 6.585 | 8.1721 | 5.2132 | 6.6501 | 7.5271 | 4.3013 | 4.9694 | 5.9178 | 1.8003 | 4.5248 | 5.6794 | 5.4854 | 5.7414 | 6.0875 | -0.7796 | 3.4275 | 5.6519 | 1.1966 | 0.89007 | -0.0032561 | 3.3 | 2.7 | 1
TS | 2031 | 5.9283 | 6.7607 | 9.1894 | 4.2672 | 6.6689 | 7.5461 | 6.087 | 6.6116 | 8.1987 | 5.3312 | 6.7681 | 7.6451 | 4.1672 | 4.8353 | 5.7837 | 1.9301 | 4.6547 | 5.8092 | 5.4219 | 5.6779 | 6.0241 | -0.76507 | 3.4421 | 5.6665 | 1.0831 | 0.77659 | -0.11673 | 3.3 | 2.7 | 1
TS | 2032 | 5.8438 | 6.6762 | 9.1049 | 4.369 | 6.7707 | 7.6479 | 6.1136 | 6.6383 | 8.2253 | 5.4153 | 6.8522 | 7.7292 | 4.035 | 4.7031 | 5.6515 | 2.0582 | 4.7828 | 5.9373 | 5.3766 | 5.6325 | 5.9787 | -0.75701 | 3.4501 | 5.6745 | 0.96987 | 0.66332 | -0.23 | 3.3 | 2.7 | 1
TS | 2033 | 5.7965 | 6.6289 | 9.0577 | 4.4564 | 6.8581 | 7.7353 | 6.1743 | 6.699 | 8.286 | 5.4407 | 6.8776 | 7.7546 | 3.9959 | 4.6639 | 5.6124 | 2.0961 | 4.8207 | 5.9752 | 5.3676 | 5.6235 | 5.9697 | -0.76027 | 3.4469 | 5.6713 | 0.8827 | 0.57615 | -0.31717 | 3.3 | 2.7 | 1
TS | 2034 | 5.7576 | 6.59 | 9.0187 | 4.5285 | 6.9302 | 7.8074 | 6.235 | 6.7597 | 8.3467 | 5.4313 | 6.8682 | 7.7453 | 4.0538 | 4.7219 | 5.6703 | 2.04 | 4.7646 | 5.9191 | 5.3809 | 5.6369 | 5.9831 | -0.77026 | 3.4369 | 5.6613 | 0.82324 | 0.51669 | -0.37663 | 3.3 | 2.7 | 1
TT | 2025 | 0 | 0 | 0 | 0 | 0 | 0 | 0 | 0 | 0 | 0 | 0 | 0 | 0 | 0 | 0 | 0 | 0 | 0 | 0 | 0 | 0 | 0 | 0 | 0 | 0 | 0 | 0 | 0 | 0 | 0
TT | 2026 | 0 | 0 | 0 | 0 | 0 | 0 | 0 | 0 | 0 | 0 | 0 | 0 | 0 | 0 | 0 | 0 | 0 | 0 | 0 | 0 | 0 | 0 | 0 | 0 | 0 | 0 | 0 | 0 | 0 | 0
TT | 2027 | 0 | 0 | 0 | 0 | 0 | 0 | 0 | 0 | 0 | 0 | 0 | 0 | 0 | 0 | 0 | 0 | 0 | 0 | 0 | 0 | 0 | 0 | 0 | 0 | 0 | 0 | 0 | 0 | 0 | 0
TT | 2028 | 0 | 0 | 0 | 0 | 0 | 0 | 0 | 0 | 0 | 0 | 0 | 0 | 0 | 0 | 0 | 0 | 0 | 0 | 0 | 0 | 0 | 0 | 0 | 0 | 0 | 0 | 0 | 0 | 0 | 0
TT | 2029 | 0 | 0 | 0 | 0 | 0 | 0 | 0 | 0 | 0 | 0 | 0 | 0 | 0 | 0 | 0 | 0 | 0 | 0 | 0 | 0 | 0 | 0 | 0 | 0 | 0 | 0 | 0 | 0 | 0 | 0
TT | 2030 | 0 | 0 | 0 | 0 | 0 | 0 | 0 | 0 | 0 | 0 | 0 | 0 | 0 | 0 | 0 | 0 | 0 | 0 | 0 | 0 | 0 | 0 | 0 | 0 | 0 | 0 | 0 | 0 | 0 | 0
TT | 2031 | 0 | 0 | 0 | 0 | 0 | 0 | 0 | 0 | 0 | 0 | 0 | 0 | 0 | 0 | 0 | 0 | 0 | 0 | 0 | 0 | 0 | 0 | 0 | 0 | 0 | 0 | 0 | 0 | 0 | 0
TT | 2032 | 0 | 0 | 0 | 0 | 0 | 0 | 0 | 0 | 0 | 0 | 0 | 0 | 0 | 0 | 0 | 0 | 0 | 0 | 0 | 0 | 0 | 0 | 0 | 0 | 0 | 0 | 0 | 0 | 0 | 0
TT | 2033 | 0 | 0 | 0 | 0 | 0 | 0 | 0 | 0 | 0 | 0 | 0 | 0 | 0 | 0 | 0 | 0 | 0 | 0 | 0 | 0 | 0 | 0 | 0 | 0 | 0 | 0 | 0 | 0 | 0 | 0
TT | 2034 | 0 | 0 | 0 | 0 | 0 | 0 | 0 | 0 | 0 | 0 | 0 | 0 | 0 | 0 | 0 | 0 | 0 | 0 | 0 | 0 | 0 | 0 | 0 | 0 | 0 | 0 | 0 | 0 | 0 | 0
W | 2025 | 0 | 0 | 0 | 0 | 0 | 0 | 0 | 0 | 0 | 0 | 0 | 0 | 0 | 0 | 0 | 0 | 0 | 0 | 0 | 0 | 0 | 0 | 0 | 0 | 0 | 0 | 0 | 0 | 0 | 0
W | 2026 | 0 | 0 | 0 | 0 | 0 | 0 | 0 | 0 | 0 | 0 | 0 | 0 | 0 | 0 | 0 | 0 | 0 | 0 | 0 | 0 | 0 | 0 | 0 | 0 | 0 | 0 | 0 | 0 | 0 | 0
W | 2027 | 0 | 0 | 0 | 0 | 0 | 0 | 0 | 0 | 0 | 0 | 0 | 0 | 0 | 0 | 0 | 0 | 0 | 0 | 0 | 0 | 0 | 0 | 0 | 0 | 0 | 0 | 0 | 0 | 0 | 0
W | 2028 | 0 | 0 | 0 | 0 | 0 | 0 | 0 | 0 | 0 | 0 | 0 | 0 | 0 | 0 | 0 | 0 | 0 | 0 | 0 | 0 | 0 | 0 | 0 | 0 | 0 | 0 | 0 | 0 | 0 | 0
W | 2029 | 0 | 0 | 0 | 0 | 0 | 0 | 0 | 0 | 0 | 0 | 0 | 0 | 0 | 0 | 0 | 0 | 0 | 0 | 0 | 0 | 0 | 0 | 0 | 0 | 0 | 0 | 0 | 0 | 0 | 0
W | 2030 | 0 | 0 | 0 | 0 | 0 | 0 | 0 | 0 | 0 | 0 | 0 | 0 | 0 | 0 | 0 | 0 | 0 | 0 | 0 | 0 | 0 | 0 | 0 | 0 | 0 | 0 | 0 | 0 | 0 | 0
W | 2031 | 0 | 0 | 0 | 0 | 0 | 0 | 0 | 0 | 0 | 0 | 0 | 0 | 0 | 0 | 0 | 0 | 0 | 0 | 0 | 0 | 0 | 0 | 0 | 0 | 0 | 0 | 0 | 0 | 0 | 0
W | 2032 | 0 | 0 | 0 | 0 | 0 | 0 | 0 | 0 | 0 | 0 | 0 | 0 | 0 | 0 | 0 | 0 | 0 | 0 | 0 | 0 | 0 | 0 | 0 | 0 | 0 | 0 | 0 | 0 | 0 | 0
W | 2033 | 0 | 0 | 0 | 0 | 0 | 0 | 0 | 0 | 0 | 0 | 0 | 0 | 0 | 0 | 0 | 0 | 0 | 0 | 0 | 0 | 0 | 0 | 0 | 0 | 0 | 0 | 0 | 0 | 0 | 0
W | 2034 | 0 | 0 | 0 | 0 | 0 | 0 | 0 | 0 | 0 | 0 | 0 | 0 | 0 | 0 | 0 | 0 | 0 | 0 | 0 | 0 | 0 | 0 | 0 | 0 | 0 | 0 | 0 | 0 | 0 | 0
WAG | 2025 | 4.5734 | 4.8933 | 5.4902 | 0.4599 | 0.7739 | 1.1564 | 5.3211 | 5.4586 | 5.5934 | 0.8396 | 0.92153 | 0.97416 | 2.7656 | 3.644 | 4.5683 | -0.5197 | 0.22457 | 0.45641 | 4.9359 | 5.0918 | 5.2849 | -0.096508 | 0.19529 | 0.36624 | 0.85034 | 0.57553 | 0.14998 | 0.7233 | 0.48493 | 0.2925
WAG | 2026 | 4.5592 | 4.8791 | 5.476 | 0.47382 | 0.78781 | 1.1703 | 5.321 | 5.4584 | 5.5933 | 0.8387 | 0.92064 | 0.97327 | 2.7656 | 3.644 | 4.5683 | -0.5197 | 0.22457 | 0.45641 | 4.9315 | 5.0874 | 5.2805 | -0.097411 | 0.19438 | 0.36534 | 0.72084 | 0.44602 | 0.020468 | 0.71305 | 0.47468 | 0.28225
WAG | 2027 | 4.5808 | 4.9007 | 5.4976 | 0.47562 | 0.78962 | 1.1721 | 5.3081 | 5.4455 | 5.5804 | 0.83421 | 0.91615 | 0.96878 | 2.7656 | 3.644 | 4.5683 | -0.5197 | 0.22457 | 0.45641 | 4.9129 | 5.0688 | 5.2619 | -0.083959 | 0.20784 | 0.37879 | 0.64602 | 0.37121 | -0.054342 | 0.70713 | 0.46875 | 0.27633
WAG | 2028 | 4.6509 | 4.9708 | 5.5677 | 0.46379 | 0.77778 | 1.1603 | 5.3158 | 5.4533 | 5.5881 | 0.82762 | 0.90956 | 0.96219 | 2.7656 | 3.644 | 4.5683 | -0.5197 | 0.22457 | 0.45641 | 4.8861 | 5.042 | 5.2351 | -0.065337 | 0.22646 | 0.39741 | 0.60782 | 0.33301 | -0.092543 | 0.70411 | 0.46573 | 0.2733
WAG | 2029 | 4.716 | 5.0359 | 5.6328 | 0.44646 | 0.76046 | 1.1429 | 5.3258 | 5.4633 | 5.5981 | 0.82166 | 0.90359 | 0.95622 | 2.7656 | 3.644 | 4.5683 | -0.5197 | 0.22457 | 0.45641 | 4.8618 | 5.0177 | 5.2108 | -0.052941 | 0.23885 | 0.40981 | 0.5691 | 0.29428 | -0.13127 | 0.70104 | 0.46267 | 0.27024
WAG | 2030 | 4.7604 | 5.0803 | 5.6772 | 0.43401 | 0.748 | 1.1305 | 5.346 | 5.4834 | 5.6183 | 0.81856 | 0.9005 | 0.95313 | 2.7656 | 3.644 | 4.5683 | -0.5197 | 0.22457 | 0.45641 | 4.8487 | 5.0046 | 5.1977 | -0.050402 | 0.24139 | 0.41235 | 0.50125 | 0.22644 | -0.19911 | 0.69567 | 0.4573 | 0.26487
WAG | 2031 | 4.7899 | 5.1098 | 5.7067 | 0.43061 | 0.74461 | 1.1271 | 5.3791 | 5.5165 | 5.6514 | 0.81915 | 0.90108 | 0.95372 | 2.7656 | 3.644 | 4.5683 | -0.5197 | 0.22457 | 0.45641 | 4.8499 | 5.0058 | 5.1989 | -0.051926 | 0.23987 | 0.41082 | 0.40514 | 0.13033 | -0.29522 | 0.68806 | 0.44969 | 0.25726
WAG | 2032 | 4.8244 | 5.1443 | 5.7412 | 0.43279 | 0.74678 | 1.1293 | 5.4225 | 5.5599 | 5.6948 | 0.82268 | 0.90461 | 0.95724 | 2.7656 | 3.644 | 4.5683 | -0.5197 | 0.22457 | 0.45641 | 4.8625 | 5.0184 | 5.2115 | -0.048302 | 0.24349 | 0.41445 | 0.30841 | 0.033597 | -0.39196 | 0.68041 | 0.44203 | 0.2496
WAG | 2033 | 4.9179 | 5.2378 | 5.8347 | 0.43445 | 0.74844 | 1.1309 | 5.5093 | 5.6467 | 5.7816 | 0.82771 | 0.90964 | 0.96227 | 2.7656 | 3.644 | 4.5683 | -0.5197 | 0.22457 | 0.45641 | 4.8809 | 5.0368 | 5.2299 | -0.035579 | 0.25622 | 0.42717 | 0.23867 | -0.036143 | -0.4617 | 0.67489 | 0.43651 | 0.24408
WAG | 2034 | 5.0308 | 5.3506 | 5.9475 | 0.43302 | 0.74702 | 1.1295 | 5.5976 | 5.735 | 5.8699 | 0.83316 | 0.91509 | 0.96772 | 2.7656 | 3.644 | 4.5683 | -0.5197 | 0.22457 | 0.45641 | 4.9009 | 5.0568 | 5.2499 | -0.017428 | 0.27437 | 0.44532 | 0.19733 | -0.077487 | -0.50304 | 0.67161 | 0.43324 | 0.24081
WAI | 2025 | 63.9332 | 72.8134 | 89.7075 | -1.1218 | 0.8938 | 2.2935 | 58.9988 | 62.7635 | 72.5054 | -5.6336 | -3.4949 | -1.5838 | 61.348 | 73.0593 | 85.3287 | -1.345 | 0.13227 | 1.7984 | 50.5465 | 57.4833 | 67.9378 | -7.6977 | -4.601 | -2.8429 | -28.4831 | -33.0187 | -34.603 | -6.505 | -7.1252 | -7.3614
WAI | 2026 | 64.3821 | 73.2623 | 90.1564 | -1.7044 | 0.31118 | 1.7109 | 61.0615 | 64.8262 | 74.5682 | -5.7395 | -3.6008 | -1.6897 | 61.348 | 73.0593 | 85.3287 | -1.9042 | -0.42691 | 1.2393 | 50.0692 | 57.006 | 67.4606 | -7.8778 | -4.781 | -3.023 | -34.9366 | -39.4722 | -41.0565 | -6.47 | -7.0902 | -7.3264
WAI | 2027 | 65.4733 | 74.3535 | 91.2477 | -2.324 | -0.30843 | 1.0913 | 63.2554 | 67.0201 | 76.762 | -5.8545 | -3.7158 | -1.8047 | 61.348 | 73.0593 | 85.3287 | -2.4988 | -1.0216 | 0.64456 | 50.3298 | 57.2666 | 67.7212 | -8.0733 | -4.9765 | -3.2185 | -41.7899 | -46.3255 | -47.9098 | -6.4326 | -7.0528 | -7.289
WAI | 2028 | 67.7278 | 76.608 | 93.5021 | -3.0004 | -0.98482 | 0.41487 | 66.2268 | 69.9915 | 79.7334 | -5.968 | -3.8293 | -1.9182 | 61.348 | 73.0593 | 85.3287 | -3.148 | -1.6708 | -0.0046204 | 50.8219 | 57.7587 | 68.2132 | -8.2663 | -5.1695 | -3.4115 | -48.7786 | -53.3142 | -54.8985 | -6.3945 | -7.0147 | -7.2509
WAI | 2029 | 69.7339 | 78.6141 | 95.5082 | -3.7646 | -1.7489 | -0.34926 | 69.0652 | 72.8298 | 82.5718 | -6.0732 | -3.9345 | -2.0234 | 61.348 | 73.0593 | 85.3287 | -3.8814 | -2.4042 | -0.73801 | 50.7149 | 57.6517 | 68.1062 | -8.4451 | -5.3483 | -3.5903 | -55.8303 | -60.3659 | -61.9502 | -6.3562 | -6.9763 | -7.2125
WAI | 2030 | 71.0957 | 79.9759 | 96.87 | -4.6117 | -2.5961 | -1.1964 | 71.798 | 75.5627 | 85.3046 | -6.1715 | -4.0328 | -2.1217 | 61.348 | 73.0593 | 85.3287 | -4.6945 | -3.2173 | -1.5511 | 49.8416 | 56.7784 | 67.233 | -8.6122 | -5.5154 | -3.7574 | -62.911 | -67.4466 | -69.0309 | -6.3179 | -6.9381 | -7.1743
WAI | 2031 | 71.9685 | 80.8487 | 97.7428 | -5.4934 | -3.4778 | -2.0781 | 74.5237 | 78.2883 | 88.0303 | -6.2691 | -4.1304 | -2.2193 | 61.348 | 73.0593 | 85.3287 | -5.5407 | -4.0635 | -2.3973 | 48.936 | 55.8728 | 66.3273 | -8.7782 | -5.6814 | -3.9234 | -69.9856 | -74.5212 | -76.1055 | -6.2798 | -6.9 | -7.1362
WAI | 2032 | 72.9068 | 81.787 | 98.6811 | -6.3334 | -4.3178 | -2.9181 | 77.3386 | 81.1033 | 90.8452 | -6.3724 | -4.2337 | -2.3225 | 61.348 | 73.0593 | 85.3287 | -6.3469 | -4.8697 | -3.2035 | 48.9995 | 55.9363 | 66.3908 | -8.9537 | -5.857 | -4.0989 | -76.8997 | -81.4353 | -83.0196 | -6.2424 | -6.8626 | -7.0988
WAI | 2033 | 75.0302 | 83.9104 | 100.8045 | -7.0868 | -5.0712 | -3.6715 | 80.9171 | 84.6817 | 94.4237 | -6.4821 | -4.3434 | -2.4323 | 61.348 | 73.0593 | 85.3287 | -7.07 | -5.5928 | -3.9266 | 50.3581 | 57.295 | 67.7495 | -9.1403 | -6.0436 | -4.2855 | -83.5426 | -88.0782 | -89.6625 | -6.2062 | -6.8264 | -7.0626
WAI | 2034 | 77.6707 | 86.5509 | 103.4451 | -7.764 | -5.7484 | -4.3487 | 84.5523 | 88.3169 | 98.0589 | -6.5956 | -4.4569 | -2.5458 | 61.348 | 73.0593 | 85.3287 | -7.72 | -6.2428 | -4.5766 | 52.4401 | 59.3769 | 69.8314 | -9.3332 | -6.2365 | -4.4784 | -89.9292 | -94.4648 | -96.0491 | -6.1712 | -6.7914 | -7.0276
WAPL | 2025 | 147.611 | 194.0494 | 233.3632 | 71.4107 | 89.5159 | 95.7004 | 159.3022 | 163.2756 | 172.1865 | 83.3501 | 91.1532 | 99.0868 | 136.4965 | 142.9055 | 146.1719 | 62.8276 | 75.5326 | 80.2035 | 134.0277 | 146.2138 | 152.2881 | 60.1507 | 77.7092 | 84.0229 | 159.7557 | 129.1703 | 121.0811 | 86.0156 | 69.4677 | 64.1324
WAPL | 2026 | 147.611 | 194.0494 | 233.3632 | 71.7123 | 89.8175 | 96.002 | 159.3022 | 163.2756 | 172.1865 | 83.3864 | 91.1895 | 99.1231 | 136.4965 | 142.9055 | 146.1719 | 62.8276 | 75.5326 | 80.2035 | 134.0277 | 146.2138 | 152.2881 | 60.1898 | 77.7484 | 84.0621 | 159.2297 | 128.6443 | 120.555 | 86.0156 | 69.4677 | 64.1324
WAPL | 2027 | 147.611 | 194.0494 | 233.3632 | 72.4873 | 90.5925 | 96.777 | 159.3022 | 163.2756 | 172.1865 | 83.2407 | 91.0438 | 98.9774 | 136.4965 | 142.9055 | 146.1719 | 62.8276 | 75.5326 | 80.2035 | 134.0277 | 146.2138 | 152.2881 | 60.3266 | 77.8851 | 84.1988 | 159.8629 | 129.2776 | 121.1883 | 86.0156 | 69.4677 | 64.1324
WAPL | 2028 | 147.611 | 194.0494 | 233.3632 | 73.4572 | 91.5624 | 97.7469 | 159.3022 | 163.2756 | 172.1865 | 83.0592 | 90.8623 | 98.7959 | 136.4965 | 142.9055 | 146.1719 | 62.8276 | 75.5326 | 80.2035 | 134.0277 | 146.2138 | 152.2881 | 60.4348 | 77.9933 | 84.3071 | 160.8402 | 130.2548 | 122.1655 | 86.0156 | 69.4677 | 64.1324
WAPL | 2029 | 147.611 | 194.0494 | 233.3632 | 74.2692 | 92.3744 | 98.5589 | 159.3022 | 163.2756 | 172.1865 | 83.0077 | 90.8108 | 98.7444 | 136.4965 | 142.9055 | 146.1719 | 62.8276 | 75.5326 | 80.2035 | 134.0277 | 146.2138 | 152.2881 | 60.4366 | 77.9951 | 84.3089 | 161.329 | 130.7437 | 122.6544 | 86.0156 | 69.4677 | 64.1324
WAPL | 2030 | 147.611 | 194.0494 | 233.3632 | 74.7038 | 92.809 | 98.9934 | 159.3022 | 163.2756 | 172.1865 | 83.1201 | 90.9232 | 98.8568 | 136.4965 | 142.9055 | 146.1719 | 62.8276 | 75.5326 | 80.2035 | 134.0277 | 146.2138 | 152.2881 | 60.3468 | 77.9054 | 84.2191 | 161.0334 | 130.4481 | 122.3588 | 86.0156 | 69.4677 | 64.1324
WAPL | 2031 | 147.611 | 194.0494 | 233.3632 | 74.7848 | 92.89 | 99.0744 | 159.3022 | 163.2756 | 172.1865 | 83.2828 | 91.0859 | 99.0195 | 136.4965 | 142.9055 | 146.1719 | 62.8276 | 75.5326 | 80.2035 | 134.0277 | 146.2138 | 152.2881 | 60.2434 | 77.8019 | 84.1157 | 160.3168 | 129.7314 | 121.6422 | 86.0156 | 69.4677 | 64.1324
WAPL | 2032 | 147.611 | 194.0494 | 233.3632 | 74.7014 | 92.8066 | 98.991 | 159.3022 | 163.2756 | 172.1865 | 83.3426 | 91.1457 | 99.0793 | 136.4965 | 142.9055 | 146.1719 | 62.8276 | 75.5326 | 80.2035 | 134.0277 | 146.2138 | 152.2881 | 60.1991 | 77.7576 | 84.0714 | 159.8808 | 129.2954 | 121.2061 | 86.0156 | 69.4677 | 64.1324
WAPL | 2033 | 147.611 | 194.0494 | 233.3632 | 74.6444 | 92.7496 | 98.934 | 159.3022 | 163.2756 | 172.1865 | 83.2427 | 91.0458 | 98.9794 | 136.4965 | 142.9055 | 146.1719 | 62.8276 | 75.5326 | 80.2035 | 134.0277 | 146.2138 | 152.2881 | 60.2299 | 77.7884 | 84.1021 | 160.2448 | 129.6594 | 121.5702 | 86.0156 | 69.4677 | 64.1324
WAPL | 2034 | 147.611 | 194.0494 | 233.3632 | 74.6785 | 92.7838 | 98.9682 | 159.3022 | 163.2756 | 172.1865 | 83.052 | 90.8551 | 98.7887 | 136.4965 | 142.9055 | 146.1719 | 62.8276 | 75.5326 | 80.2035 | 134.0277 | 146.2138 | 152.2881 | 60.2988 | 77.8574 | 84.1711 | 161.3223 | 130.737 | 122.6477 | 86.0156 | 69.4677 | 64.1324
WCL | 2025 | 6.2085 | 6.6502 | 7.0132 | 1.5285 | 1.7636 | 1.8463 | 4.7933 | 5.4531 | 6.0415 | 1.5602 | 1.9206 | 2.3104 | 2.8911 | 4.5992 | 5.5054 | 0.72069 | 1.2928 | 1.5753 | 2.1446 | 3.9661 | 4.9402 | 0.3339 | 1.1625 | 1.4852 | 2.9359 | 1.9388 | 0.68667 | 1.7894 | 0.92968 | 0.23011
WCL | 2026 | 6.3461 | 6.7878 | 7.1509 | 1.5285 | 1.7636 | 1.8463 | 4.9032 | 5.563 | 6.1514 | 1.6207 | 1.9811 | 2.371 | 2.8911 | 4.5992 | 5.5054 | 0.72069 | 1.2928 | 1.5753 | 2.1446 | 3.9661 | 4.9402 | 0.37537 | 1.204 | 1.5267 | 3.0583 | 2.0613 | 0.80911 | 1.8283 | 0.9686 | 0.26903
WCL | 2027 | 6.3451 | 6.7867 | 7.1498 | 1.5285 | 1.7636 | 1.8463 | 4.8377 | 5.4976 | 6.0859 | 1.5846 | 1.9451 | 2.3349 | 2.8911 | 4.5992 | 5.5054 | 0.72069 | 1.2928 | 1.5753 | 2.1446 | 3.9661 | 4.9402 | 0.35067 | 1.1793 | 1.502 | 3.0673 | 2.0702 | 0.81804 | 1.8312 | 0.97144 | 0.27187
WCL | 2028 | 6.2415 | 6.6832 | 7.0462 | 1.5285 | 1.7636 | 1.8463 | 4.6946 | 5.3545 | 5.9428 | 1.5058 | 1.8663 | 2.2561 | 2.8911 | 4.5992 | 5.5054 | 0.72069 | 1.2928 | 1.5753 | 2.1446 | 3.9661 | 4.9402 | 0.29668 | 1.1253 | 1.448 | 2.9872 | 1.9902 | 0.738 | 1.8057 | 0.946 | 0.24642
WCL | 2029 | 6.1482 | 6.5899 | 6.9529 | 1.5285 | 1.7636 | 1.8463 | 4.624 | 5.2839 | 5.8722 | 1.4669 | 1.8274 | 2.2172 | 2.8911 | 4.5992 | 5.5054 | 0.72069 | 1.2928 | 1.5753 | 2.1446 | 3.9661 | 4.9402 | 0.27003 | 1.0986 | 1.4214 | 2.9049 | 1.9078 | 0.65565 | 1.7796 | 0.91982 | 0.22025
WCL | 2030 | 6.1515 | 6.5932 | 6.9563 | 1.5285 | 1.7636 | 1.8463 | 4.6832 | 5.343 | 5.9314 | 1.4995 | 1.86 | 2.2498 | 2.8911 | 4.5992 | 5.5054 | 0.72069 | 1.2928 | 1.5753 | 2.1446 | 3.9661 | 4.9402 | 0.29236 | 1.121 | 1.4437 | 2.8959 | 1.8988 | 0.64665 | 1.7767 | 0.91696 | 0.21739
WCL | 2031 | 6.2386 | 6.6803 | 7.0434 | 1.5285 | 1.7636 | 1.8463 | 4.8009 | 5.4607 | 6.0491 | 1.5644 | 1.9248 | 2.3146 | 2.8911 | 4.5992 | 5.5054 | 0.72069 | 1.2928 | 1.5753 | 2.1446 | 3.9661 | 4.9402 | 0.33677 | 1.1654 | 1.4881 | 2.9618 | 1.9647 | 0.71254 | 1.7976 | 0.9379 | 0.23833
WCL | 2032 | 6.3174 | 6.7591 | 7.1221 | 1.5285 | 1.7636 | 1.8463 | 4.8528 | 5.5126 | 6.101 | 1.593 | 1.9534 | 2.3432 | 2.8911 | 4.5992 | 5.5054 | 0.72069 | 1.2928 | 1.5753 | 2.1446 | 3.9661 | 4.9402 | 0.35636 | 1.185 | 1.5077 | 3.0334 | 2.0364 | 0.78421 | 1.8204 | 0.96068 | 0.26111
WCL | 2033 | 6.3058 | 6.7475 | 7.1105 | 1.5285 | 1.7636 | 1.8463 | 4.7809 | 5.4408 | 6.0291 | 1.5534 | 1.9138 | 2.3037 | 2.8911 | 4.5992 | 5.5054 | 0.72069 | 1.2928 | 1.5753 | 2.1446 | 3.9661 | 4.9402 | 0.32925 | 1.1579 | 1.4806 | 3.0379 | 2.0408 | 0.78865 | 1.8218 | 0.9621 | 0.26252
WCL | 2034 | 6.2025 | 6.6442 | 7.0072 | 1.5285 | 1.7636 | 1.8463 | 4.6336 | 5.2935 | 5.8819 | 1.4722 | 1.8327 | 2.2225 | 2.8911 | 4.5992 | 5.5054 | 0.72069 | 1.2928 | 1.5753 | 2.1446 | 3.9661 | 4.9402 | 0.27367 | 1.1023 | 1.425 | 2.9697 | 1.9727 | 0.72052 | 1.8002 | 0.94044 | 0.24087
WD | 2025 | 32.9247 | 36.6541 | 42.6639 | 3.9457 | 4.9751 | 6.8086 | 30.0873 | 33.4143 | 40.003 | 0.73312 | 1.1884 | 1.5971 | 28.8138 | 33.033 | 38.1764 | 3.4299 | 3.929 | 4.6936 | 27.0168 | 29.6313 | 31.774 | 0.48446 | 0.88665 | 1.3093 | -3.051 | -5.6043 | -6.522 | -0.50919 | -0.79144 | -0.89807
WD | 2026 | 33.4828 | 37.2122 | 43.2221 | 3.5331 | 4.5624 | 6.3959 | 30.6548 | 33.9819 | 40.5706 | 0.61465 | 1.0699 | 1.4786 | 29.1257 | 33.3449 | 38.4884 | 2.8959 | 3.395 | 4.1595 | 26.5271 | 29.1416 | 31.2844 | 0.20603 | 0.60822 | 1.0309 | -4.4211 | -6.9744 | -7.8921 | -0.50919 | -0.79144 | -0.89807
WD | 2027 | 33.8621 | 37.5915 | 43.6013 | 3.2848 | 4.3141 | 6.1476 | 30.9812 | 34.3083 | 40.897 | 0.49685 | 0.95212 | 1.3608 | 29.1712 | 33.3904 | 38.5338 | 2.6364 | 3.1355 | 3.9001 | 26.0809 | 28.6954 | 30.8382 | -0.04775 | 0.35444 | 0.77712 | -6.1383 | -8.6916 | -9.6093 | -0.50919 | -0.79144 | -0.89807
WD | 2028 | 34.2411 | 37.9706 | 43.9804 | 3.1208 | 4.1502 | 5.9837 | 31.3257 | 34.6528 | 41.2415 | 0.35217 | 0.80744 | 1.2161 | 28.9943 | 33.2135 | 38.3569 | 2.5553 | 3.0543 | 3.8189 | 25.622 | 28.2365 | 30.3793 | -0.30871 | 0.093481 | 0.51616 | -8.1327 | -10.686 | -11.6036 | -0.50919 | -0.79144 | -0.89807
WD | 2029 | 34.6281 | 38.3575 | 44.3673 | 2.8921 | 3.9215 | 5.755 | 31.7541 | 35.0812 | 41.6699 | 0.1555 | 0.61076 | 1.0195 | 28.8292 | 33.0484 | 38.1918 | 2.4064 | 2.9055 | 3.6701 | 25.0887 | 27.7032 | 29.846 | -0.61201 | -0.20982 | 0.21286 | -10.1446 | -12.6979 | -13.6155 | -0.50919 | -0.79144 | -0.89807
WD | 2030 | 35.1517 | 38.8811 | 44.891 | 2.5058 | 3.5351 | 5.3686 | 32.3636 | 35.6907 | 42.2793 | -0.06528 | 0.38999 | 0.79868 | 28.8676 | 33.0868 | 38.2302 | 2.0168 | 2.5159 | 3.2805 | 24.5015 | 27.116 | 29.2588 | -0.94593 | -0.54374 | -0.12106 | -11.9323 | -14.4856 | -15.4032 | -0.50919 | -0.79144 | -0.89807
WD | 2031 | 35.7986 | 39.5281 | 45.5379 | 1.9959 | 3.0253 | 4.8588 | 33.0635 | 36.3905 | 42.9792 | -0.22424 | 0.23102 | 0.63971 | 29.0896 | 33.3088 | 38.4523 | 1.4281 | 1.9272 | 2.6918 | 23.9781 | 26.5927 | 28.7354 | -1.2435 | -0.84135 | -0.41867 | -13.497 | -16.0503 | -16.968 | -0.50919 | -0.79144 | -0.89807
WD | 2032 | 36.4377 | 40.1671 | 46.1769 | 1.4901 | 2.5194 | 4.3529 | 33.6758 | 37.0028 | 43.5915 | -0.23996 | 0.21531 | 0.624 | 29.2999 | 33.5191 | 38.6626 | 0.84835 | 1.3474 | 2.112 | 23.6403 | 26.2548 | 28.3976 | -1.4357 | -1.0335 | -0.6108 | -15.0532 | -17.6065 | -18.5242 | -0.50919 | -0.79144 | -0.89807
WD | 2033 | 37.2603 | 40.9897 | 46.9995 | 1.093 | 2.1224 | 3.9559 | 34.4234 | 37.7505 | 44.3392 | -0.10884 | 0.34643 | 0.75512 | 29.3188 | 33.538 | 38.6814 | 0.45701 | 0.9561 | 1.7206 | 23.5056 | 26.1201 | 28.2629 | -1.5123 | -1.1101 | -0.6874 | -16.832 | -19.3853 | -20.3029 | -0.50919 | -0.79144 | -0.89807
WD | 2034 | 37.9497 | 41.6791 | 47.6889 | 0.80866 | 1.838 | 3.6715 | 35.0608 | 38.3878 | 44.9765 | 0.094736 | 0.55 | 0.95869 | 29.1393 | 33.3585 | 38.5019 | 0.26072 | 0.75981 | 1.5244 | 23.4742 | 26.0887 | 28.2315 | -1.5301 | -1.1279 | -0.70525 | -18.8382 | -21.3915 | -22.3091 | -0.50919 | -0.79144 | -0.89807
WE | 2025 | 62.8504 | 68.8237 | 72.69 | 12.612 | 15.3597 | 16.3653 | 52.2552 | 55.6821 | 57.9923 | 6.743 | 9.4265 | 10.2523 | 56.0835 | 60.8009 | 66.1071 | 4.4362 | 6.3752 | 8.3311 | 39.5357 | 43.4572 | 46.3167 | 1.1698 | 4.2571 | 6.5432 | 14.33 | 10.1273 | 6.5268 | 0.64913 | -0.99908 | -1.7365
WE | 2026 | 63.4265 | 69.3998 | 73.2662 | 12.6155 | 15.3632 | 16.3688 | 52.8614 | 56.2883 | 58.5985 | 6.7423 | 9.4258 | 10.2516 | 56.1024 | 60.8197 | 66.1259 | 4.4849 | 6.4239 | 8.3798 | 39.9127 | 43.8342 | 46.6937 | 0.97638 | 4.0637 | 6.3498 | 15.4118 | 11.2091 | 7.6086 | 0.14565 | -1.5026 | -2.24
WE | 2027 | 64.0417 | 70.015 | 73.8813 | 12.6426 | 15.3903 | 16.3959 | 53.491 | 56.9178 | 59.228 | 6.7395 | 9.423 | 10.2488 | 56.0983 | 60.8156 | 66.1218 | 4.5078 | 6.4468 | 8.4027 | 40.0904 | 44.0119 | 46.8714 | 0.89273 | 3.98 | 6.2662 | 13.7873 | 9.5846 | 5.984 | -0.16873 | -1.8169 | -2.5544
WE | 2028 | 64.9599 | 70.9332 | 74.7995 | 12.6832 | 15.4309 | 16.4365 | 54.4075 | 57.8344 | 60.1446 | 6.7361 | 9.4196 | 10.2454 | 56.0806 | 60.798 | 66.1041 | 4.499 | 6.438 | 8.3939 | 40.109 | 44.0305 | 46.89 | 0.89031 | 3.9776 | 6.2637 | 9.9668 | 5.7641 | 2.1635 | -0.23181 | -1.88 | -2.6175
WE | 2029 | 65.8733 | 71.8466 | 75.7129 | 12.7214 | 15.4691 | 16.4747 | 55.3107 | 58.7376 | 61.0478 | 6.7348 | 9.4183 | 10.2441 | 56.0667 | 60.7841 | 66.0903 | 4.4782 | 6.4172 | 8.3731 | 40.1485 | 44.07 | 46.9295 | 0.87218 | 3.9595 | 6.2456 | 5.7889 | 1.5862 | -2.0143 | -0.21394 | -1.8621 | -2.5996
WE | 2030 | 66.7707 | 72.744 | 76.6104 | 12.7463 | 15.494 | 16.4996 | 56.2 | 59.6269 | 61.9371 | 6.7363 | 9.4197 | 10.2456 | 56.0676 | 60.785 | 66.0912 | 4.4678 | 6.4068 | 8.3627 | 40.3242 | 44.2457 | 47.1052 | 0.77986 | 3.8671 | 6.1533 | 2.9948 | -1.2079 | -4.8085 | -0.32888 | -1.9771 | -2.7146
WE | 2031 | 67.6567 | 73.63 | 77.4963 | 12.7601 | 15.5078 | 16.5134 | 57.0862 | 60.513 | 62.8233 | 6.7385 | 9.422 | 10.2478 | 56.0799 | 60.7973 | 66.1034 | 4.4738 | 6.4128 | 8.3687 | 40.5906 | 44.5122 | 47.3717 | 0.64044 | 3.7277 | 6.0139 | 1.8207 | -2.382 | -5.9825 | -0.62754 | -2.2757 | -3.0132
WE | 2032 | 68.5444 | 74.5177 | 78.384 | 12.7749 | 15.5225 | 16.5282 | 57.981 | 61.4079 | 63.7181 | 6.7387 | 9.4222 | 10.248 | 56.09 | 60.8074 | 66.1136 | 4.4844 | 6.4234 | 8.3793 | 40.8069 | 44.7285 | 47.588 | 0.52971 | 3.617 | 5.9031 | 1.0028 | -3.1999 | -6.8005 | -0.96125 | -2.6095 | -3.3469
WE | 2033 | 69.9157 | 75.889 | 79.7553 | 12.8007 | 15.5484 | 16.554 | 59.3601 | 62.787 | 65.0972 | 6.7356 | 9.4191 | 10.2449 | 56.087 | 60.8044 | 66.1106 | 4.4851 | 6.4241 | 8.38 | 40.8899 | 44.8114 | 47.6709 | 0.49116 | 3.5784 | 5.8646 | -0.9188 | -5.1215 | -8.7221 | -1.1449 | -2.7931 | -3.5306
WE | 2034 | 71.2981 | 77.2714 | 81.1377 | 12.8374 | 15.5851 | 16.5907 | 60.7461 | 64.1729 | 66.4831 | 6.7306 | 9.4141 | 10.2399 | 56.0712 | 60.7885 | 66.0947 | 4.4729 | 6.4118 | 8.3677 | 40.8858 | 44.8074 | 47.6669 | 0.49919 | 3.5865 | 5.8726 | -4.1241 | -8.3268 | -11.9274 | -1.1527 | -2.8009 | -3.5384
WGA | 2025 | 22.131 | 24.1595 | 26.657 | 2.0847 | 2.607 | 2.9721 | 23.6233 | 27.2384 | 35.5905 | 0.73306 | 1.2494 | 1.9465 | 17.8038 | 20.4458 | 22.7317 | 0.15157 | 0.46314 | 0.95242 | 17.4446 | 18.4533 | 19.5822 | -2.3901 | -2.0543 | -1.9315 | -5.9391 | -6.7883 | -7.5206 | -1.2923 | -1.7951 | -2.3889
WGA | 2026 | 22.6045 | 24.633 | 27.1304 | 2.0232 | 2.5455 | 2.9106 | 24.2006 | 27.8157 | 36.1678 | 0.94215 | 1.4585 | 2.1555 | 17.5931 | 20.2351 | 22.5211 | 0.091626 | 0.4032 | 0.89248 | 18.0035 | 19.0122 | 20.1411 | -2.3866 | -2.0508 | -1.928 | -7.3525 | -8.2018 | -8.9341 | -1.3838 | -1.8867 | -2.4804
WGA | 2027 | 22.9694 | 24.9979 | 27.4954 | 1.9184 | 2.4407 | 2.8057 | 24.6569 | 28.272 | 36.624 | 1.005 | 1.5214 | 2.2184 | 17.4804 | 20.1224 | 22.4083 | 0.054416 | 0.36599 | 0.85527 | 18.3889 | 19.3975 | 20.5265 | -2.4582 | -2.1224 | -1.9996 | -8.5599 | -9.4092 | -10.1415 | -1.4377 | -1.9406 | -2.5343
WGA | 2028 | 23.3474 | 25.3759 | 27.8734 | 1.7138 | 2.2361 | 2.6011 | 25.1647 | 28.7799 | 37.1319 | 0.91972 | 1.4361 | 2.1331 | 17.5728 | 20.2148 | 22.5007 | 0.018618 | 0.33019 | 0.81947 | 18.8199 | 19.8285 | 20.9575 | -2.5937 | -2.2578 | -2.135 | -9.6419 | -10.4912 | -11.2235 | -1.487 | -1.9899 | -2.5836
WGA | 2029 | 23.7648 | 25.7933 | 28.2907 | 1.482 | 2.0043 | 2.3693 | 25.7465 | 29.3616 | 37.7137 | 0.84185 | 1.3582 | 2.0552 | 17.7385 | 20.3805 | 22.6664 | -0.02542 | 0.28615 | 0.77543 | 19.3567 | 20.3654 | 21.4943 | -2.7172 | -2.3814 | -2.2586 | -10.7491 | -11.5983 | -12.3307 | -1.5491 | -2.0519 | -2.6457
WGA | 2030 | 24.208 | 26.2365 | 28.734 | 1.3229 | 1.8452 | 2.2102 | 26.364 | 29.9791 | 38.3312 | 0.87738 | 1.3937 | 2.0908 | 17.7867 | 20.4288 | 22.7147 | -0.074882 | 0.23669 | 0.72597 | 19.9447 | 20.9534 | 22.0823 | -2.7888 | -2.453 | -2.3302 | -11.9826 | -12.8318 | -13.5641 | -1.6215 | -2.1244 | -2.7182
WGA | 2031 | 24.6486 | 26.6772 | 29.1746 | 1.2515 | 1.7737 | 2.1388 | 26.9684 | 30.5835 | 38.9355 | 0.97379 | 1.4902 | 2.1872 | 17.67 | 20.312 | 22.5979 | -0.12379 | 0.18778 | 0.67706 | 20.514 | 21.5226 | 22.6516 | -2.8462 | -2.5103 | -2.3875 | -13.3307 | -14.18 | -14.9123 | -1.6951 | -2.198 | -2.7918
WGA | 2032 | 25.0753 | 27.1038 | 29.6012 | 1.188 | 1.7103 | 2.0753 | 27.5463 | 31.1614 | 39.5135 | 0.98336 | 1.4997 | 2.1968 | 17.5143 | 20.1564 | 22.4423 | -0.16977 | 0.1418 | 0.63108 | 21.0453 | 22.0539 | 23.1829 | -2.9657 | -2.6299 | -2.5071 | -14.6731 | -15.5224 | -16.2547 | -1.7642 | -2.2671 | -2.8608
WGA | 2033 | 25.6103 | 27.6388 | 30.1363 | 1.0442 | 1.5664 | 1.9315 | 28.221 | 31.8361 | 40.1882 | 0.82934 | 1.3457 | 2.0427 | 17.4731 | 20.1151 | 22.401 | -0.21438 | 0.097193 | 0.58648 | 21.5505 | 22.5592 | 23.6881 | -3.1796 | -2.8438 | -2.721 | -15.8968 | -16.7461 | -17.4784 | -1.8292 | -2.3321 | -2.9258
WGA | 2034 | 26.1452 | 28.1737 | 30.6711 | 0.81077 | 1.3331 | 1.6981 | 28.8899 | 32.505 | 40.8571 | 0.57476 | 1.0911 | 1.7882 | 17.5732 | 20.2152 | 22.5011 | -0.25895 | 0.052623 | 0.54191 | 22.0475 | 23.0562 | 24.1851 | -3.4488 | -3.113 | -2.9902 | -16.9935 | -17.8428 | -18.5751 | -1.892 | -2.3949 | -2.9886
WGP | 2025 | 18.7555 | 19.846 | 20.898 | 0.44541 | 1.7762 | 2.7492 | 15.772 | 16.7073 | 18.6732 | -0.0158 | 1.7151 | 2.6631 | 15.556 | 16.7689 | 17.8109 | -1.6221 | -1.1592 | -0.12033 | 15.2628 | 16.0825 | 17.0017 | -0.26347 | 1.0134 | 1.4734 | 2.0513 | 1.4815 | 0.30939 | -0.30296 | -1.3969 | -3.1083
WGP | 2026 | 19.3383 | 20.4288 | 21.4807 | 0.35457 | 1.6854 | 2.6584 | 16.0957 | 17.0309 | 18.9969 | -0.0158 | 1.7151 | 2.6631 | 16.0719 | 17.2849 | 18.3268 | -1.9416 | -1.4787 | -0.43983 | 15.5983 | 16.418 | 17.3371 | -0.26812 | 1.0087 | 1.4688 | 1.7643 | 1.1945 | 0.022363 | -0.30296 | -1.3969 | -3.1083
WGP | 2027 | 19.2347 | 20.3252 | 21.3771 | 0.3796 | 1.7104 | 2.6834 | 15.9172 | 16.8525 | 18.8185 | -0.0158 | 1.7151 | 2.6631 | 15.9747 | 17.1876 | 18.2296 | -1.8743 | -1.4114 | -0.37256 | 15.3307 | 16.1505 | 17.0696 | -0.26572 | 1.0111 | 1.4712 | 1.4564 | 0.88661 | -0.28553 | -0.30296 | -1.3969 | -3.1083
WGP | 2028 | 18.9518 | 20.0423 | 21.0942 | 0.44552 | 1.7763 | 2.7493 | 15.6904 | 16.6257 | 18.5916 | -0.0158 | 1.7151 | 2.6631 | 15.5956 | 16.8085 | 17.8505 | -1.6833 | -1.2204 | -0.18155 | 14.9321 | 15.7518 | 16.671 | -0.26161 | 1.0153 | 1.4753 | 1.1304 | 0.5606 | -0.61154 | -0.30296 | -1.3969 | -3.1083
WGP | 2029 | 18.8829 | 19.9734 | 21.0254 | 0.4756 | 1.8064 | 2.7794 | 15.7347 | 16.6699 | 18.6359 | -0.0158 | 1.7151 | 2.6631 | 15.3763 | 16.5892 | 17.6312 | -1.6201 | -1.1572 | -0.11834 | 14.859 | 15.6788 | 16.5979 | -0.26099 | 1.0159 | 1.4759 | 0.8033 | 0.23356 | -0.93859 | -0.30296 | -1.3969 | -3.1083
WGP | 2030 | 19.2145 | 20.305 | 21.357 | 0.43809 | 1.7689 | 2.7419 | 16.1374 | 17.0727 | 19.0386 | -0.0158 | 1.7151 | 2.6631 | 15.555 | 16.7679 | 17.8099 | -1.7785 | -1.3156 | -0.27671 | 15.2164 | 16.0362 | 16.9553 | -0.26494 | 1.0119 | 1.4719 | 0.49642 | -0.073331 | -1.2455 | -0.30296 | -1.3969 | -3.1083
WGP | 2031 | 19.7881 | 20.8786 | 21.9306 | 0.35954 | 1.6903 | 2.6634 | 16.6879 | 17.6231 | 19.5891 | -0.0158 | 1.7151 | 2.6631 | 16.0117 | 17.2246 | 18.2666 | -2.064 | -1.6011 | -0.56225 | 15.7512 | 16.5709 | 17.4901 | -0.27043 | 1.0064 | 1.4665 | 0.21332 | -0.35642 | -1.5286 | -0.30296 | -1.3969 | -3.1083
WGP | 2032 | 20.2723 | 21.3628 | 22.4148 | 0.29593 | 1.6267 | 2.5997 | 17.0911 | 18.0264 | 19.9924 | -0.0158 | 1.7151 | 2.6631 | 16.4047 | 17.6176 | 18.6596 | -2.2946 | -1.8317 | -0.79283 | 16.1092 | 16.929 | 17.8481 | -0.27331 | 1.0036 | 1.4636 | -0.058949 | -0.6287 | -1.8008 | -0.30296 | -1.3969 | -3.1083
WGP | 2033 | 20.5361 | 21.6266 | 22.6786 | 0.28597 | 1.6168 | 2.5898 | 17.3205 | 18.2558 | 20.2218 | -0.0158 | 1.7151 | 2.6631 | 16.4727 | 17.6856 | 18.7276 | -2.3491 | -1.8862 | -0.84731 | 16.1416 | 16.9613 | 17.8804 | -0.27196 | 1.0049 | 1.4649 | -0.33774 | -0.90749 | -2.0796 | -0.30296 | -1.3969 | -3.1083
WGP | 2034 | 20.512 | 21.6025 | 22.6545 | 0.32467 | 1.6555 | 2.6285 | 17.3893 | 18.3246 | 20.2905 | -0.0158 | 1.7151 | 2.6631 | 16.2329 | 17.4458 | 18.4878 | -2.2465 | -1.7836 | -0.74473 | 15.981 | 16.8007 | 17.7199 | -0.26815 | 1.0087 | 1.4687 | -0.62567 | -1.1954 | -2.3676 | -0.30296 | -1.3969 | -3.1083
WGP132 | 2025 | 84.8659 | 101.0329 | 106.7159 | 55.148 | 57.2459 | 58.8872 | 89.225 | 96.4291 | 102.0344 | 42.4911 | 53.3114 | 65.0358 | 68.1145 | 71.7312 | 80.8824 | 47.1737 | 49.063 | 50.2673 | 68.7788 | 78.5307 | 83.9559 | 25.2119 | 32.4798 | 37.4757 | 79.4189 | 69.0841 | 52.6612 | 50 | 45 | 39
WGP132 | 2026 | 84.8659 | 101.0329 | 106.7159 | 55.148 | 57.2459 | 58.8872 | 89.225 | 96.4291 | 102.0344 | 42.4911 | 53.3114 | 65.0358 | 68.1145 | 71.7312 | 80.8824 | 47.1737 | 49.063 | 50.2673 | 69.2574 | 79.0092 | 84.4345 | 25.2185 | 32.4865 | 37.4823 | 79.4189 | 69.0841 | 52.6612 | 50 | 45 | 39
WGP132 | 2027 | 84.8659 | 101.0329 | 106.7159 | 55.148 | 57.2459 | 58.8872 | 89.225 | 96.4291 | 102.0344 | 42.4911 | 53.3114 | 65.0358 | 68.1145 | 71.7312 | 80.8824 | 47.1737 | 49.063 | 50.2673 | 69.1294 | 78.8812 | 84.3065 | 25.2168 | 32.4847 | 37.4805 | 79.4189 | 69.0841 | 52.6612 | 50 | 45 | 39
WGP132 | 2028 | 84.8659 | 101.0329 | 106.7159 | 55.148 | 57.2459 | 58.8872 | 89.225 | 96.4291 | 102.0344 | 42.4911 | 53.3114 | 65.0358 | 68.1145 | 71.7312 | 80.8824 | 47.1737 | 49.063 | 50.2673 | 68.5423 | 78.2941 | 83.7194 | 25.2086 | 32.4765 | 37.4724 | 79.4189 | 69.0841 | 52.6612 | 50 | 45 | 39
WGP132 | 2029 | 84.8659 | 101.0329 | 106.7159 | 55.148 | 57.2459 | 58.8872 | 89.225 | 96.4291 | 102.0344 | 42.4911 | 53.3114 | 65.0358 | 68.1145 | 71.7312 | 80.8824 | 47.1737 | 49.063 | 50.2673 | 68.1476 | 77.8994 | 83.3247 | 25.2032 | 32.4711 | 37.4669 | 79.4189 | 69.0841 | 52.6612 | 50 | 45 | 39
WGP132 | 2030 | 84.8659 | 101.0329 | 106.7159 | 55.148 | 57.2459 | 58.8872 | 89.225 | 96.4291 | 102.0344 | 42.4911 | 53.3114 | 65.0358 | 68.1145 | 71.7312 | 80.8824 | 47.1737 | 49.063 | 50.2673 | 68.3561 | 78.1079 | 83.5332 | 25.2061 | 32.474 | 37.4698 | 79.4189 | 69.0841 | 52.6612 | 50 | 45 | 39
WGP132 | 2031 | 84.8659 | 101.0329 | 106.7159 | 55.148 | 57.2459 | 58.8872 | 89.225 | 96.4291 | 102.0344 | 42.4911 | 53.3114 | 65.0358 | 68.1145 | 71.7312 | 80.8824 | 47.1737 | 49.063 | 50.2673 | 68.9464 | 78.6982 | 84.1235 | 25.2142 | 32.4821 | 37.478 | 79.4189 | 69.0841 | 52.6612 | 50 | 45 | 39
WGP132 | 2032 | 84.8659 | 101.0329 | 106.7159 | 55.148 | 57.2459 | 58.8872 | 89.225 | 96.4291 | 102.0344 | 42.4911 | 53.3114 | 65.0358 | 68.1145 | 71.7312 | 80.8824 | 47.1737 | 49.063 | 50.2673 | 69.33 | 79.0818 | 84.507 | 25.2196 | 32.4875 | 37.4833 | 79.4189 | 69.0841 | 52.6612 | 50 | 45 | 39
WGP132 | 2033 | 84.8659 | 101.0329 | 106.7159 | 55.148 | 57.2459 | 58.8872 | 89.225 | 96.4291 | 102.0344 | 42.4911 | 53.3114 | 65.0358 | 68.1145 | 71.7312 | 80.8824 | 47.1737 | 49.063 | 50.2673 | 69.1908 | 78.9426 | 84.3679 | 25.2176 | 32.4855 | 37.4814 | 79.4189 | 69.0841 | 52.6612 | 50 | 45 | 39
WGP132 | 2034 | 84.8659 | 101.0329 | 106.7159 | 55.148 | 57.2459 | 58.8872 | 89.225 | 96.4291 | 102.0344 | 42.4911 | 53.3114 | 65.0358 | 68.1145 | 71.7312 | 80.8824 | 47.1737 | 49.063 | 50.2673 | 68.7302 | 78.482 | 83.9073 | 25.2112 | 32.4791 | 37.475 | 79.4189 | 69.0841 | 52.6612 | 50 | 45 | 39
WKT11 | 2025 | 9.9328 | 10.9835 | 12.8982 | -0.013662 | 0.72001 | 1.9862 | 8.0095 | 9.295 | 20.4122 | -0.087305 | 0.088591 | 0.20962 | 6.231 | 7.1208 | 8.2064 | -1.92 | -1.3845 | -1.2598 | 6.4545 | 7.25 | 7.511 | -1.5383 | -0.95398 | -0.55896 | 4.0778 | 3.2667 | 1.8744 | 0.66742 | -0.53326 | -1.2574
WKT11 | 2026 | 9.7615 | 10.8122 | 12.7269 | -0.013662 | 0.72001 | 1.9862 | 7.6418 | 8.9272 | 20.0445 | -0.077987 | 0.097909 | 0.21893 | 6.2407 | 7.1305 | 8.2162 | -1.8832 | -1.3476 | -1.2229 | 6.3827 | 7.1783 | 7.4392 | -1.539 | -0.95467 | -0.55965 | 4.0856 | 3.2745 | 1.8822 | 0.70612 | -0.49456 | -1.2187
WKT11 | 2027 | 9.609 | 10.6598 | 12.5745 | -0.013662 | 0.72001 | 1.9862 | 7.4901 | 8.7755 | 19.8928 | -0.060708 | 0.11519 | 0.23621 | 6.2615 | 7.1513 | 8.237 | -1.8552 | -1.3196 | -1.1949 | 6.5628 | 7.3583 | 7.6193 | -1.5403 | -0.95597 | -0.56094 | 4.1072 | 3.2961 | 1.9038 | 0.81359 | -0.3871 | -1.1112
WKT11 | 2028 | 9.7202 | 10.7709 | 12.6856 | -0.013662 | 0.72001 | 1.9862 | 7.6855 | 8.9709 | 20.0881 | -0.03937 | 0.13653 | 0.25755 | 6.2955 | 7.1853 | 8.271 | -1.8358 | -1.3003 | -1.1756 | 6.8759 | 7.6714 | 7.9324 | -1.5419 | -0.95756 | -0.56254 | 4.1412 | 3.33 | 1.9378 | 0.98245 | -0.21823 | -0.94236
WKT11 | 2029 | 9.8482 | 10.8989 | 12.8137 | -0.013662 | 0.72001 | 1.9862 | 7.8019 | 9.0874 | 20.2046 | -0.020723 | 0.15517 | 0.2762 | 6.3394 | 7.2292 | 8.3149 | -1.8176 | -1.2821 | -1.1574 | 7.1048 | 7.9003 | 8.1613 | -1.5433 | -0.95895 | -0.56393 | 4.1772 | 3.366 | 1.9738 | 1.1613 | -0.039354 | -0.76348
WKT11 | 2030 | 9.9808 | 11.0315 | 12.9462 | -0.013662 | 0.72001 | 1.9862 | 7.7742 | 9.0597 | 20.1769 | -0.0076814 | 0.16822 | 0.28924 | 6.3859 | 7.2757 | 8.3614 | -1.7934 | -1.2579 | -1.1332 | 7.1656 | 7.9612 | 8.2222 | -1.5443 | -0.95993 | -0.5649 | 4.2048 | 3.3937 | 2.0014 | 1.2987 | 0.098062 | -0.62607
WKT11 | 2031 | 10.1073 | 11.158 | 13.0728 | -0.013662 | 0.72001 | 1.9862 | 7.7102 | 8.9956 | 20.1129 | 0.0024635 | 0.17836 | 0.29939 | 6.4289 | 7.3187 | 8.4044 | -1.7628 | -1.2273 | -1.1025 | 7.1758 | 7.9713 | 8.2323 | -1.545 | -0.96068 | -0.56566 | 4.223 | 3.4119 | 2.0196 | 1.3892 | 0.18853 | -0.5356
WKT11 | 2032 | 10.2234 | 11.2741 | 13.1888 | -0.013662 | 0.72001 | 1.9862 | 7.7832 | 9.0686 | 20.1858 | 0.015077 | 0.19097 | 0.312 | 6.4658 | 7.3556 | 8.4413 | -1.7317 | -1.1962 | -1.0714 | 7.3346 | 8.1301 | 8.3911 | -1.546 | -0.96163 | -0.5666 | 4.24 | 3.4288 | 2.0366 | 1.4735 | 0.27285 | -0.45128
WKT11 | 2033 | 10.369 | 11.4197 | 13.3344 | -0.013662 | 0.72001 | 1.9862 | 8.0984 | 9.3838 | 20.501 | 0.032742 | 0.20864 | 0.32966 | 6.4977 | 7.3875 | 8.4731 | -1.7061 | -1.1706 | -1.0458 | 7.722 | 8.5175 | 8.7785 | -1.5473 | -0.96295 | -0.56792 | 4.265 | 3.4539 | 2.0616 | 1.5981 | 0.3974 | -0.32673
WKT11 | 2034 | 10.5098 | 11.5605 | 13.4752 | -0.013662 | 0.72001 | 1.9862 | 8.531 | 9.8165 | 20.9337 | 0.053579 | 0.22948 | 0.3505 | 6.5267 | 7.4165 | 8.5022 | -1.6867 | -1.1512 | -1.0265 | 8.2426 | 9.0381 | 9.2991 | -1.5488 | -0.9645 | -0.56948 | 4.299 | 3.4878 | 2.0956 | 1.7667 | 0.56606 | -0.15806
WKT33 | 2025 | 16.411 | 21.6611 | 25.5113 | 5.9259 | 8.2846 | 9.4995 | 17.1735 | 22.6417 | 27.2061 | 4.9131 | 7.9606 | 9.5598 | 13.1965 | 15.8468 | 17.8731 | 1.0141 | 3.2859 | 5.4081 | 15.6775 | 16.3452 | 17.0555 | 2.5801 | 3.5566 | 4.8236 | 17.101 | 12.0832 | 9.2784 | 9.513 | 6.9461 | 5.2306
WKT33 | 2026 | 22.4465 | 27.6965 | 31.5468 | 8.4581 | 10.8168 | 12.0316 | 23.2164 | 28.6846 | 33.249 | 7.2605 | 10.308 | 11.9072 | 13.1965 | 15.8468 | 17.8731 | 2.3567 | 4.6285 | 6.7507 | 15.6775 | 16.3452 | 17.0555 | 4.0147 | 4.9911 | 6.2582 | 17.101 | 12.0832 | 9.2784 | 9.513 | 6.9461 | 5.2306
WKT33 | 2027 | 21.9515 | 27.2015 | 31.0517 | 8.2862 | 10.6449 | 11.8597 | 22.8193 | 28.2875 | 32.8519 | 7.2595 | 10.3069 | 11.9062 | 13.1965 | 15.8468 | 17.8731 | 2.3567 | 4.6285 | 6.7507 | 15.6775 | 16.3452 | 17.0555 | 3.894 | 4.8705 | 6.1375 | 17.101 | 12.0832 | 9.2784 | 9.513 | 6.9461 | 5.2306
WKT33 | 2028 | 24.9968 | 30.2468 | 34.0971 | 9.3236 | 11.6823 | 12.8971 | 25.9822 | 31.4504 | 36.0148 | 8.4073 | 11.4547 | 13.054 | 13.1965 | 15.8468 | 17.8731 | 3.0134 | 5.2852 | 7.4074 | 15.6775 | 16.3452 | 17.0555 | 4.5557 | 5.5321 | 6.7991 | 17.101 | 12.0832 | 9.2784 | 9.513 | 6.9461 | 5.2306
WKT33 | 2029 | 24.9515 | 30.2015 | 34.0518 | 9.2269 | 11.5856 | 12.8004 | 25.9951 | 31.4633 | 36.0277 | 8.4068 | 11.4543 | 13.0535 | 13.1965 | 15.8468 | 17.8731 | 3.0134 | 5.2852 | 7.4074 | 15.6775 | 16.3452 | 17.0555 | 4.5013 | 5.4777 | 6.7448 | 17.101 | 12.0832 | 9.2784 | 9.513 | 6.9461 | 5.2306
WKT33 | 2030 | 24.9948 | 30.2448 | 34.095 | 9.2907 | 11.6494 | 12.8643 | 26.0079 | 31.4761 | 36.0405 | 8.4067 | 11.4542 | 13.0535 | 13.1965 | 15.8468 | 17.8731 | 3.0134 | 5.2852 | 7.4074 | 15.6775 | 16.3452 | 17.0555 | 4.4938 | 5.4702 | 6.7373 | 17.101 | 12.0832 | 9.2784 | 9.513 | 6.9461 | 5.2306
WKT33 | 2031 | 29.9853 | 35.2353 | 39.0856 | 11.3731 | 13.7319 | 14.9467 | 30.9208 | 36.389 | 40.9534 | 10.1936 | 13.2411 | 14.8404 | 13.1965 | 15.8468 | 17.8731 | 4.0349 | 6.3067 | 8.4289 | 15.6775 | 16.3452 | 17.0555 | 5.6802 | 6.6566 | 7.9237 | 17.101 | 12.0832 | 9.2784 | 9.513 | 6.9461 | 5.2306
WKT33 | 2032 | 30.0457 | 35.2957 | 39.146 | 11.4665 | 13.8252 | 15.04 | 30.9337 | 36.4019 | 40.9663 | 10.1932 | 13.2407 | 14.84 | 13.1965 | 15.8468 | 17.8731 | 4.0349 | 6.3067 | 8.4289 | 15.6775 | 16.3452 | 17.0555 | 5.6336 | 6.61 | 7.8771 | 17.101 | 12.0832 | 9.2784 | 9.513 | 6.9461 | 5.2306
WKT33 | 2033 | 30.0321 | 35.2821 | 39.1323 | 11.4085 | 13.7672 | 14.982 | 30.9558 | 36.424 | 40.9884 | 10.1923 | 13.2397 | 14.839 | 13.1965 | 15.8468 | 17.8731 | 4.0349 | 6.3067 | 8.4289 | 15.6775 | 16.3452 | 17.0555 | 5.5254 | 6.5019 | 7.7689 | 17.101 | 12.0832 | 9.2784 | 9.513 | 6.9461 | 5.2306
WKT33 | 2034 | 29.9441 | 35.1941 | 39.0444 | 11.2157 | 13.5744 | 14.7892 | 30.978 | 36.4462 | 41.0106 | 10.191 | 13.2385 | 14.8377 | 13.1965 | 15.8468 | 17.8731 | 4.0349 | 6.3067 | 8.4289 | 15.6775 | 16.3452 | 17.0555 | 5.3828 | 6.3592 | 7.6262 | 17.101 | 12.0832 | 9.2784 | 9.513 | 6.9461 | 5.2306
WLN | 2025 | 21.3943 | 25.0256 | 28.5285 | 3.7052 | 4.5022 | 6.5097 | 16.9979 | 20.0374 | 23.5491 | 0.85247 | 2.2008 | 2.5579 | 19.2564 | 20.6536 | 24.2549 | 2.8238 | 4.0011 | 4.696 | 14.0813 | 15.7928 | 16.9155 | 0.63226 | 1.119 | 1.4472 | 2.7516 | -1.4224 | -2.8674 | 1.0528 | -0.14625 | -1.3335
WLN | 2026 | 40.4341 | 44.9884 | 49.9105 | 4.2734 | 5.3904 | 7.7691 | 29.9338 | 33.6936 | 38.4313 | -0.032689 | 1.717 | 1.9966 | 37.9457 | 40.2803 | 44.5843 | 2.999 | 4.6587 | 5.6759 | 26.1149 | 28.6318 | 30.8966 | -0.40581 | 0.20361 | 0.84532 | -3.6673 | -8.639 | -10.7679 | 0.40133 | -1.2676 | -2.5975
WLN | 2027 | 41.1717 | 45.7261 | 50.6482 | 3.9989 | 5.1159 | 7.4947 | 30.3441 | 34.1039 | 38.8416 | -0.086842 | 1.6629 | 1.9424 | 38.2895 | 40.624 | 44.9281 | 2.7792 | 4.4389 | 5.4561 | 26.1426 | 28.6595 | 30.9243 | -0.50493 | 0.10449 | 0.74619 | -5.4059 | -10.3776 | -12.5064 | 0.40225 | -1.2666 | -2.5966
WLN | 2028 | 42.1072 | 46.6616 | 51.5837 | 3.6534 | 4.7704 | 7.1492 | 30.8915 | 34.6513 | 39.3891 | -0.17339 | 1.5763 | 1.8559 | 38.6957 | 41.0303 | 45.3344 | 2.4972 | 4.157 | 5.1742 | 26.2354 | 28.7523 | 31.0171 | -0.64086 | -0.031444 | 0.61026 | -7.253 | -12.2247 | -14.3535 | 0.40343 | -1.2654 | -2.5954
WLN | 2029 | 43.018 | 47.5724 | 52.4945 | 3.3086 | 4.4256 | 6.8043 | 31.3407 | 35.1006 | 39.8383 | -0.19434 | 1.5554 | 1.8349 | 39.105 | 41.4395 | 45.7436 | 2.2129 | 3.8726 | 4.8898 | 26.2396 | 28.7565 | 31.0213 | -0.74038 | -0.13096 | 0.51075 | -9.0903 | -14.062 | -16.1908 | 0.40471 | -1.2642 | -2.5942
WLN | 2030 | 43.774 | 48.3283 | 53.2504 | 3.0296 | 4.1466 | 6.5253 | 31.6517 | 35.4115 | 40.1493 | -0.12869 | 1.621 | 1.9006 | 39.4241 | 41.7586 | 46.0627 | 1.9802 | 3.6399 | 4.6571 | 26.1132 | 28.6301 | 30.8949 | -0.77418 | -0.16476 | 0.47695 | -10.8334 | -15.8052 | -17.934 | 0.40588 | -1.263 | -2.593
WLN | 2031 | 44.3813 | 48.9356 | 53.8578 | 2.8143 | 3.9313 | 6.3101 | 31.9588 | 35.7186 | 40.4563 | -0.058629 | 1.6911 | 1.9706 | 39.6312 | 41.9658 | 46.2699 | 1.7976 | 3.4574 | 4.4746 | 25.9804 | 28.4972 | 30.762 | -0.77075 | -0.16133 | 0.48038 | -12.4847 | -17.4564 | -19.5852 | 0.4069 | -1.262 | -2.592
WLN | 2032 | 44.9625 | 49.5169 | 54.439 | 2.6031 | 3.7201 | 6.0989 | 32.4518 | 36.2116 | 40.9493 | -0.097029 | 1.6527 | 1.9322 | 39.7894 | 42.1239 | 46.428 | 1.6163 | 3.276 | 4.2932 | 26.0205 | 28.5374 | 30.8022 | -0.78412 | -0.1747 | 0.46701 | -14.0942 | -19.0659 | -21.1948 | 0.40788 | -1.261 | -2.591
WLN | 2033 | 45.8639 | 50.4183 | 55.3404 | 2.3374 | 3.4544 | 5.8332 | 33.4189 | 37.1787 | 41.9165 | -0.2803 | 1.4694 | 1.7489 | 39.9788 | 42.3134 | 46.6175 | 1.3885 | 3.0482 | 4.0654 | 26.2939 | 28.8108 | 31.0756 | -0.84172 | -0.2323 | 0.40941 | -15.7211 | -20.6928 | -22.8216 | 0.40897 | -1.2599 | -2.5899
WLN | 2034 | 46.873 | 51.4273 | 56.3494 | 2.0144 | 3.1314 | 5.5102 | 34.5245 | 38.2843 | 43.0221 | -0.54432 | 1.2054 | 1.4849 | 40.2212 | 42.5558 | 46.8598 | 1.1126 | 2.7724 | 3.7896 | 26.6978 | 29.2147 | 31.4795 | -0.9274 | -0.31798 | 0.32373 | -17.3714 | -22.3431 | -24.472 | 0.41019 | -1.2587 | -2.5887
WM | 2025 | 14.1645 | 15.7269 | 19.6873 | 10.3412 | 10.984 | 11.5809 | 15.2883 | 16.2026 | 18.0527 | 10.1852 | 10.5705 | 10.8122 | 10 | 13.5 | 17 | -20 | -15 | -10 | 10 | 13 | 16 | 4.1578 | 8.4938 | 9.8689 | 0 | 0 | 0 | 10.4268 | 8.5363 | 3.761
WM | 2026 | 14.1688 | 15.7312 | 19.6916 | 10.339 | 10.9818 | 11.5787 | 15.2883 | 16.2026 | 18.0527 | 10.1852 | 10.5705 | 10.8122 | 10 | 13.5 | 17 | -20 | -15 | -10 | 10 | 13 | 16 | 4.1578 | 8.4938 | 9.8689 | 0 | 0 | 0 | 10.4268 | 8.5363 | 3.761
WM | 2027 | 14.2506 | 15.813 | 19.7734 | 10.2964 | 10.9393 | 11.5362 | 15.2883 | 16.2026 | 18.0527 | 10.1852 | 10.5705 | 10.8122 | 10 | 13.5 | 17 | -20 | -15 | -10 | 10 | 13 | 16 | 4.1578 | 8.4938 | 9.8689 | 0 | 0 | 0 | 10.4268 | 8.5363 | 3.761
WM | 2028 | 14.3416 | 15.904 | 19.8644 | 10.2491 | 10.892 | 11.4889 | 15.2883 | 16.2026 | 18.0527 | 10.1852 | 10.5705 | 10.8122 | 10 | 13.5 | 17 | -20 | -15 | -10 | 10 | 13 | 16 | 4.1578 | 8.4938 | 9.8689 | 0 | 0 | 0 | 10.4268 | 8.5363 | 3.761
WM | 2029 | 14.3884 | 15.9508 | 19.9112 | 10.2248 | 10.8676 | 11.4645 | 15.2883 | 16.2026 | 18.0527 | 10.1852 | 10.5705 | 10.8122 | 10 | 13.5 | 17 | -20 | -15 | -10 | 10 | 13 | 16 | 4.1578 | 8.4938 | 9.8689 | 0 | 0 | 0 | 10.4268 | 8.5363 | 3.761
WM | 2030 | 14.3789 | 15.9413 | 19.9017 | 10.2297 | 10.8726 | 11.4695 | 15.2883 | 16.2026 | 18.0527 | 10.1852 | 10.5705 | 10.8122 | 10 | 13.5 | 17 | -20 | -15 | -10 | 10 | 13 | 16 | 4.1578 | 8.4938 | 9.8689 | 0 | 0 | 0 | 10.4268 | 8.5363 | 3.761
WM | 2031 | 14.3411 | 15.9035 | 19.8639 | 10.2494 | 10.8922 | 11.4891 | 15.2883 | 16.2026 | 18.0527 | 10.1852 | 10.5705 | 10.8122 | 10 | 13.5 | 17 | -20 | -15 | -10 | 10 | 13 | 16 | 4.1578 | 8.4938 | 9.8689 | 0 | 0 | 0 | 10.4268 | 8.5363 | 3.761
WM | 2032 | 14.317 | 15.8795 | 19.8399 | 10.2619 | 10.9047 | 11.5016 | 15.2883 | 16.2026 | 18.0527 | 10.1852 | 10.5705 | 10.8122 | 10 | 13.5 | 17 | -20 | -15 | -10 | 10 | 13 | 16 | 4.1578 | 8.4938 | 9.8689 | 0 | 0 | 0 | 10.4268 | 8.5363 | 3.761
WM | 2033 | 14.3326 | 15.895 | 19.8554 | 10.2538 | 10.8967 | 11.4936 | 15.2883 | 16.2026 | 18.0527 | 10.1852 | 10.5705 | 10.8122 | 10 | 13.5 | 17 | -20 | -15 | -10 | 10 | 13 | 16 | 4.1578 | 8.4938 | 9.8689 | 0 | 0 | 0 | 10.4268 | 8.5363 | 3.761
WM | 2034 | 14.3828 | 15.9452 | 19.9056 | 10.2277 | 10.8705 | 11.4675 | 15.2883 | 16.2026 | 18.0527 | 10.1852 | 10.5705 | 10.8122 | 10 | 13.5 | 17 | -20 | -15 | -10 | 10 | 13 | 16 | 4.1578 | 8.4938 | 9.8689 | 0 | 0 | 0 | 10.4268 | 8.5363 | 3.761
WMK | 2025 | 30.0914 | 39.3142 | 47.392 | 2.7795 | 7.6569 | 13.0936 | 28.4958 | 36.681 | 39.5912 | 2.5501 | 4.4486 | 5.9323 | 7.3662 | 8.8791 | 13.3132 | -2 | -0.1 | 2.5 | 7.75 | 12.702 | 14.7951 | -2 | -1.5 | 1.9 | 14.5146 | 9.9239 | 7.2949 | 3.1096 | 0.45542 | -1.3439
WMK | 2026 | 30.0944 | 39.3172 | 47.395 | 2.1774 | 7.0548 | 12.4915 | 28.4989 | 36.684 | 39.5942 | 2.3794 | 4.278 | 5.7617 | 7.3662 | 8.8791 | 13.3132 | -2 | -0.1 | 2.5 | 7.75 | 12.702 | 14.7951 | -2 | -1.5 | 1.9 | 14.4946 | 9.9038 | 7.2749 | 2.791 | 0.1368 | -1.6625
WMK | 2027 | 30.0975 | 39.3203 | 47.3981 | 1.875 | 6.7524 | 12.189 | 28.5019 | 36.6871 | 39.5973 | 2.2902 | 4.1888 | 5.6724 | 7.3662 | 8.8791 | 13.3132 | -2 | -0.1 | 2.5 | 7.75 | 12.702 | 14.7951 | -2 | -1.5 | 1.9 | 14.4849 | 9.8941 | 7.2652 | 2.638 | -0.016219 | -1.8155
WMK | 2028 | 30.1178 | 39.3406 | 47.4184 | 1.9944 | 6.8718 | 12.3085 | 28.5223 | 36.7074 | 39.6176 | 2.2365 | 4.1351 | 5.6188 | 7.3662 | 8.8791 | 13.3132 | -2 | -0.1 | 2.5 | 7.75 | 12.702 | 14.7951 | -2 | -1.5 | 1.9 | 14.4888 | 9.8981 | 7.2691 | 2.7003 | 0.046047 | -1.7532
WMK | 2029 | 30.1382 | 39.361 | 47.4388 | 2.2253 | 7.1027 | 12.5394 | 28.5426 | 36.7278 | 39.638 | 2.1347 | 4.0333 | 5.517 | 7.3662 | 8.8791 | 13.3132 | -2 | -0.1 | 2.5 | 7.75 | 12.702 | 14.7951 | -2 | -1.5 | 1.9 | 14.4965 | 9.9058 | 7.2768 | 2.8221 | 0.16788 | -1.6314
WMK | 2030 | 30.1585 | 39.3813 | 47.4591 | 2.1978 | 7.0752 | 12.5118 | 28.563 | 36.7481 | 39.6583 | 1.9691 | 3.8677 | 5.3514 | 7.3662 | 8.8791 | 13.3132 | -2 | -0.1 | 2.5 | 7.75 | 12.702 | 14.7951 | -2 | -1.5 | 1.9 | 14.4958 | 9.9051 | 7.2761 | 2.811 | 0.15678 | -1.6425
WMK | 2031 | 30.1789 | 39.4016 | 47.4795 | 1.8531 | 6.7305 | 12.1672 | 28.5833 | 36.7685 | 39.6787 | 1.8182 | 3.7168 | 5.2004 | 7.3662 | 8.8791 | 13.3132 | -2 | -0.1 | 2.5 | 7.75 | 12.702 | 14.7951 | -2 | -1.5 | 1.9 | 14.4843 | 9.8935 | 7.2646 | 2.6276 | -0.026574 | -1.8259
WMK | 2032 | 30.1992 | 39.422 | 47.4998 | 1.4682 | 6.3456 | 11.7823 | 28.6037 | 36.7888 | 39.699 | 1.7855 | 3.6841 | 5.1677 | 7.3662 | 8.8791 | 13.3132 | -2 | -0.1 | 2.5 | 7.75 | 12.702 | 14.7951 | -2 | -1.5 | 1.9 | 14.4709 | 9.8802 | 7.2512 | 2.4163 | -0.23787 | -2.0372
WMK | 2033 | 30.2424 | 39.4652 | 47.543 | 1.3475 | 6.2249 | 11.6616 | 28.6469 | 36.832 | 39.7422 | 1.9 | 3.7986 | 5.2823 | 7.3662 | 8.8791 | 13.3132 | -2 | -0.1 | 2.5 | 7.75 | 12.702 | 14.7951 | -2 | -1.5 | 1.9 | 14.4669 | 9.8761 | 7.2472 | 2.3518 | -0.30242 | -2.1017
WMK | 2034 | 30.2856 | 39.5084 | 47.5862 | 1.5284 | 6.4058 | 11.8425 | 28.6901 | 36.8752 | 39.7854 | 2.0949 | 3.9935 | 5.4772 | 7.3662 | 8.8791 | 13.3132 | -2 | -0.1 | 2.5 | 7.75 | 12.702 | 14.7951 | -2 | -1.5 | 1.9 | 14.4734 | 9.8826 | 7.2537 | 2.4549 | -0.19928 | -1.9986
WMS | 2025 | 28.4128 | 48.6532 | 68.1561 | 21.9238 | 23.3528 | 26.1078 | 33.8478 | 47.4619 | 60.0224 | 22.1116 | 23.944 | 26.0739 | 21.351 | 25.1973 | 28.9864 | 16.3017 | 19.3564 | 20.3974 | 21.5099 | 24.8583 | 30.3206 | 17.7594 | 19.2453 | 20.6226 | 34.8928 | 27.0183 | 20.9522 | 20 | 17.5 | 15
WMS | 2026 | 28.4128 | 48.6532 | 68.1561 | 21.8894 | 23.3184 | 26.0735 | 33.8478 | 47.4619 | 60.0224 | 22.1116 | 23.944 | 26.0739 | 21.351 | 25.1973 | 28.9864 | 16.3017 | 19.3564 | 20.3974 | 21.5099 | 24.8583 | 30.3206 | 17.8128 | 19.2987 | 20.676 | 35.0121 | 27.1376 | 21.0715 | 20 | 17.5 | 15
WMS | 2027 | 28.4128 | 48.6532 | 68.1561 | 21.8868 | 23.3157 | 26.0708 | 33.8478 | 47.4619 | 60.0224 | 22.1116 | 23.944 | 26.0739 | 21.351 | 25.1973 | 28.9864 | 16.3017 | 19.3564 | 20.3974 | 21.5099 | 24.8583 | 30.3206 | 17.7902 | 19.2761 | 20.6533 | 35.0285 | 27.1539 | 21.0878 | 20 | 17.5 | 15
WMS | 2028 | 28.4128 | 48.6532 | 68.1561 | 21.9033 | 23.3323 | 26.0874 | 33.8478 | 47.4619 | 60.0224 | 22.1116 | 23.944 | 26.0739 | 21.351 | 25.1973 | 28.9864 | 16.3017 | 19.3564 | 20.3974 | 21.5099 | 24.8583 | 30.3206 | 17.7358 | 19.2217 | 20.599 | 34.9893 | 27.1147 | 21.0486 | 20 | 17.5 | 15
WMS | 2029 | 28.4128 | 48.6532 | 68.1561 | 21.9266 | 23.3556 | 26.1107 | 33.8478 | 47.4619 | 60.0224 | 22.1116 | 23.944 | 26.0739 | 21.351 | 25.1973 | 28.9864 | 16.3017 | 19.3564 | 20.3974 | 21.5099 | 24.8583 | 30.3206 | 17.7037 | 19.1896 | 20.5668 | 34.9365 | 27.062 | 20.9958 | 20 | 17.5 | 15
WMS | 2030 | 28.4128 | 48.6532 | 68.1561 | 21.9417 | 23.3707 | 26.1258 | 33.8478 | 47.4619 | 60.0224 | 22.1116 | 23.944 | 26.0739 | 21.351 | 25.1973 | 28.9864 | 16.3017 | 19.3564 | 20.3974 | 21.5099 | 24.8583 | 30.3206 | 17.7157 | 19.2016 | 20.5788 | 34.9055 | 27.031 | 20.9649 | 20 | 17.5 | 15
WMS | 2031 | 28.4128 | 48.6532 | 68.1561 | 21.941 | 23.37 | 26.1251 | 33.8478 | 47.4619 | 60.0224 | 22.1116 | 23.944 | 26.0739 | 21.351 | 25.1973 | 28.9864 | 16.3017 | 19.3564 | 20.3974 | 21.5099 | 24.8583 | 30.3206 | 17.7516 | 19.2375 | 20.6148 | 34.9095 | 27.0349 | 20.9688 | 20 | 17.5 | 15
WMS | 2032 | 28.4128 | 48.6532 | 68.1561 | 21.9271 | 23.3561 | 26.1112 | 33.8478 | 47.4619 | 60.0224 | 22.1116 | 23.944 | 26.0739 | 21.351 | 25.1973 | 28.9864 | 16.3017 | 19.3564 | 20.3974 | 21.5099 | 24.8583 | 30.3206 | 17.7742 | 19.2601 | 20.6373 | 34.939 | 27.0645 | 20.9983 | 20 | 17.5 | 15
WMS | 2033 | 28.4128 | 48.6532 | 68.1561 | 21.9049 | 23.3339 | 26.089 | 33.8478 | 47.4619 | 60.0224 | 22.1116 | 23.944 | 26.0739 | 21.351 | 25.1973 | 28.9864 | 16.3017 | 19.3564 | 20.3974 | 21.5099 | 24.8583 | 30.3206 | 17.7666 | 19.2525 | 20.6298 | 34.9822 | 27.1077 | 21.0415 | 20 | 17.5 | 15
WMS | 2034 | 28.4128 | 48.6532 | 68.1561 | 21.877 | 23.3059 | 26.061 | 33.8478 | 47.4619 | 60.0224 | 22.1116 | 23.944 | 26.0739 | 21.351 | 25.1973 | 28.9864 | 16.3017 | 19.3564 | 20.3974 | 21.5099 | 24.8583 | 30.3206 | 17.7417 | 19.2276 | 20.6049 | 35.0358 | 27.1612 | 21.0951 | 20 | 17.5 | 15
WNO | 2025 | 60.8699 | 72.5031 | 79.78 | 4.2045 | 5.7622 | 7.6845 | 46.5918 | 55.391 | 65.9684 | -1.2694 | 0.023226 | 0.71169 | 54.5829 | 67.0875 | 75.4538 | 0.98313 | 1.8344 | 2.73 | 41.0573 | 50.4586 | 60.1632 | -3.4239 | -1.5641 | -0.60501 | -13.2134 | -15.4167 | -17.41 | -2.0936 | -3.2883 | -3.6397
WNO | 2026 | 62.9219 | 74.5551 | 81.832 | 3.7349 | 5.2926 | 7.2149 | 47.7211 | 56.5203 | 67.0977 | -1.2694 | 0.023226 | 0.71169 | 56.559 | 69.0636 | 77.4298 | -0.3718 | 0.47949 | 1.3751 | 41.0573 | 50.4586 | 60.1632 | -3.4313 | -1.5716 | -0.61245 | -17.746 | -19.9494 | -21.9426 | -2.0936 | -3.2883 | -3.6397
WNO | 2027 | 63.9892 | 75.6223 | 82.8993 | 3.0048 | 4.5626 | 6.4848 | 48.5396 | 57.3388 | 67.9162 | -1.2694 | 0.023226 | 0.71169 | 57.3379 | 69.8426 | 78.2088 | -0.90591 | -0.054615 | 0.84098 | 41.0573 | 50.4586 | 60.1632 | -3.4323 | -1.5725 | -0.6134 | -22.3108 | -24.5142 | -26.5074 | -2.0936 | -3.2883 | -3.6397
WNO | 2028 | 64.5793 | 76.2125 | 83.4895 | 2.0711 | 3.6288 | 5.5511 | 49.5071 | 58.3063 | 68.8838 | -1.2694 | 0.023226 | 0.71169 | 57.1344 | 69.639 | 78.0052 | -0.76632 | 0.084974 | 0.98057 | 41.0573 | 50.4586 | 60.1632 | -3.43 | -1.5703 | -0.61114 | -26.8393 | -29.0426 | -31.0359 | -2.0936 | -3.2883 | -3.6397
WNO | 2029 | 65.1514 | 76.7846 | 84.0616 | 1.1205 | 2.6783 | 4.6005 | 50.5621 | 59.3613 | 69.9388 | -1.2694 | 0.023226 | 0.71169 | 56.95 | 69.4546 | 77.8209 | -0.63993 | 0.21136 | 1.107 | 41.0573 | 50.4586 | 60.1632 | -3.4302 | -1.5704 | -0.6113 | -31.3141 | -33.5174 | -35.5107 | -2.0936 | -3.2883 | -3.6397
WNO | 2030 | 66.3326 | 77.9657 | 85.2427 | 0.31554 | 1.8733 | 3.7956 | 51.8195 | 60.6187 | 71.1961 | -1.2694 | 0.023226 | 0.71169 | 57.6274 | 70.132 | 78.4983 | -1.1044 | -0.25307 | 0.64252 | 41.0573 | 50.4586 | 60.1632 | -3.4352 | -1.5754 | -0.61629 | -35.724 | -37.9273 | -39.9206 | -2.0936 | -3.2883 | -3.6397
WNO | 2031 | 68.0818 | 79.715 | 86.9919 | -0.3477 | 1.21 | 3.1323 | 53.2113 | 62.0105 | 72.5879 | -1.2694 | 0.023226 | 0.71169 | 59.1054 | 71.61 | 79.9762 | -2.1177 | -1.2665 | -0.37086 | 41.0573 | 50.4586 | 60.1632 | -3.4425 | -1.5827 | -0.62356 | -40.1182 | -42.3215 | -44.3148 | -2.0936 | -3.2883 | -3.6397
WNO | 2032 | 69.7913 | 81.4245 | 88.7014 | -1.0086 | 0.54913 | 2.4714 | 54.5762 | 63.3754 | 73.9529 | -1.2694 | 0.023226 | 0.71169 | 60.5407 | 73.0453 | 81.4116 | -3.1019 | -2.2506 | -1.355 | 41.0573 | 50.4586 | 60.1632 | -3.4472 | -1.5875 | -0.62834 | -44.5343 | -46.7377 | -48.7309 | -2.0936 | -3.2883 | -3.6397
WNO | 2033 | 71.5234 | 83.1566 | 90.4335 | -1.8044 | -0.24661 | 1.6757 | 56.4483 | 65.2475 | 75.825 | -1.2694 | 0.023226 | 0.71169 | 61.1498 | 73.6544 | 82.0207 | -3.5196 | -2.6683 | -1.7727 | 41.0573 | 50.4586 | 60.1632 | -3.4472 | -1.5875 | -0.62835 | -49.0055 | -51.2088 | -53.2021 | -2.0936 | -3.2883 | -3.6397
WNO | 2034 | 72.6304 | 84.2636 | 91.5405 | -2.7399 | -1.1821 | 0.74014 | 58.2369 | 67.0361 | 77.6136 | -1.2694 | 0.023226 | 0.71169 | 60.9014 | 73.406 | 81.7723 | -3.3492 | -2.498 | -1.6024 | 41.0573 | 50.4586 | 60.1632 | -3.4443 | -1.5846 | -0.62543 | -53.5005 | -55.7038 | -57.6971 | -2.0936 | -3.2883 | -3.6397
WSD | 2025 | 22.1736 | 29.2858 | 44.5538 | 5.215 | 7.2887 | 10.743 | 33.8838 | 43.589 | 62.0391 | 11.6239 | 13.6996 | 17.5242 | 13.9468 | 22.9666 | 25.9681 | 0 | 3.5 | 5 | 29.9182 | 31.751 | 33.7042 | 8.0567 | 8.4898 | 8.8121 | 6.3265 | 1.6779 | 0.39155 | 1.3161 | 0.24182 | -0.029142
WSD | 2026 | 21.786 | 28.8983 | 44.1662 | 5.1032 | 7.1769 | 10.6312 | 33.8838 | 43.589 | 62.0391 | 11.9842 | 14.0599 | 17.8845 | 13.8474 | 22.8672 | 25.8687 | 0 | 3.5 | 5 | 30.551 | 32.3838 | 34.337 | 8.3158 | 8.7489 | 9.0712 | 6.3265 | 1.6779 | 0.39155 | 1.3161 | 0.24182 | -0.029142
WSD | 2027 | 21.1597 | 28.2719 | 43.5399 | 4.9224 | 6.9962 | 10.4505 | 33.8838 | 43.589 | 62.0391 | 11.4873 | 13.563 | 17.3876 | 13.6867 | 22.7065 | 25.708 | 0 | 3.5 | 5 | 29.6783 | 31.5112 | 33.4644 | 7.9584 | 8.3916 | 8.7139 | 6.3265 | 1.6779 | 0.39155 | 1.3161 | 0.24182 | -0.029142
WSD | 2028 | 20.7624 | 27.8746 | 43.1426 | 4.8078 | 6.8816 | 10.3359 | 33.8838 | 43.589 | 62.0391 | 10.784 | 12.8597 | 16.6843 | 13.5848 | 22.6046 | 25.6061 | 0 | 3.5 | 5 | 28.4432 | 30.2761 | 32.2293 | 7.4527 | 7.8859 | 8.2082 | 6.3265 | 1.6779 | 0.39155 | 1.3161 | 0.24182 | -0.029142
WSD | 2029 | 20.6803 | 27.7925 | 43.0605 | 4.7841 | 6.8579 | 10.3122 | 33.8838 | 43.589 | 62.0391 | 10.5051 | 12.5808 | 16.4054 | 13.5637 | 22.5835 | 25.5851 | 0 | 3.5 | 5 | 27.9534 | 29.7863 | 31.7395 | 7.2522 | 7.6854 | 8.0076 | 6.3265 | 1.6779 | 0.39155 | 1.3161 | 0.24182 | -0.029142
WSD | 2030 | 20.7618 | 27.874 | 43.142 | 4.8076 | 6.8814 | 10.3357 | 33.8838 | 43.589 | 62.0391 | 10.7945 | 12.8701 | 16.6947 | 13.5846 | 22.6044 | 25.606 | 0 | 3.5 | 5 | 28.4615 | 30.2944 | 32.2476 | 7.4602 | 7.8934 | 8.2157 | 6.3265 | 1.6779 | 0.39155 | 1.3161 | 0.24182 | -0.029142
WSD | 2031 | 20.8789 | 27.9911 | 43.2591 | 4.8414 | 6.9152 | 10.3695 | 33.8838 | 43.589 | 62.0391 | 11.3055 | 13.3812 | 17.2058 | 13.6147 | 22.6345 | 25.636 | 0 | 3.5 | 5 | 29.3591 | 31.1919 | 33.1451 | 7.8277 | 8.2609 | 8.5832 | 6.3265 | 1.6779 | 0.39155 | 1.3161 | 0.24182 | -0.029142
WSD | 2032 | 21.0556 | 28.1678 | 43.4357 | 4.8924 | 6.9661 | 10.4204 | 33.8838 | 43.589 | 62.0391 | 11.5542 | 13.6299 | 17.4545 | 13.66 | 22.6798 | 25.6813 | 0 | 3.5 | 5 | 29.7958 | 31.6286 | 33.5818 | 8.0065 | 8.4397 | 8.762 | 6.3265 | 1.6779 | 0.39155 | 1.3161 | 0.24182 | -0.029142
WSD | 2033 | 21.3792 | 28.4914 | 43.7594 | 4.9858 | 7.0595 | 10.5138 | 33.8838 | 43.589 | 62.0391 | 11.3408 | 13.4164 | 17.241 | 13.743 | 22.7628 | 25.7643 | 0 | 3.5 | 5 | 29.4209 | 31.2538 | 33.207 | 7.8531 | 8.2863 | 8.6085 | 6.3265 | 1.6779 | 0.39155 | 1.3161 | 0.24182 | -0.029142
WSD | 2034 | 21.8487 | 28.9609 | 44.2289 | 5.1212 | 7.195 | 10.6493 | 33.8838 | 43.589 | 62.0391 | 10.8535 | 12.9291 | 16.7537 | 13.8635 | 22.8832 | 25.8848 | 0 | 3.5 | 5 | 28.5651 | 30.398 | 32.3512 | 7.5027 | 7.9358 | 8.2581 | 6.3265 | 1.6779 | 0.39155 | 1.3161 | 0.24182 | -0.029142
WUN | 2025 | 10.1819 | 10.7967 | 11.3902 | 0.47577 | 0.81296 | 1.0805 | 9.7107 | 10.5357 | 11.2237 | -0.2813 | 0.45871 | 1.6892 | 7.1385 | 8.4051 | 9.0076 | -1.9399 | -1.0744 | -0.49436 | 7.4008 | 8.0782 | 8.8108 | -1.33 | -0.83577 | -0.4335 | 0.37906 | 0.051647 | -0.31274 | 1 | 0.7 | 0.2
WUN | 2026 | 10.2022 | 10.817 | 11.4104 | 0.5064 | 0.84358 | 1.1111 | 9.7703 | 10.5953 | 11.2834 | -0.2813 | 0.45871 | 1.6892 | 7.1385 | 8.4051 | 9.0076 | -1.8939 | -1.0283 | -0.44832 | 7.4115 | 8.0889 | 8.8215 | -1.3303 | -0.83606 | -0.43379 | 0.082186 | -0.24522 | -0.60961 | 1 | 0.7 | 0.2
WUN | 2027 | 10.2199 | 10.8347 | 11.4281 | 0.5428 | 0.87998 | 1.1475 | 9.8358 | 10.6608 | 11.3488 | -0.2813 | 0.45871 | 1.6892 | 7.1385 | 8.4051 | 9.0076 | -1.8378 | -0.97232 | -0.39229 | 7.4067 | 8.0841 | 8.8166 | -1.3301 | -0.83593 | -0.43366 | -0.12117 | -0.44858 | -0.81296 | 1 | 0.7 | 0.2
WUN | 2028 | 10.2608 | 10.8756 | 11.4691 | 0.59362 | 0.9308 | 1.1984 | 9.9339 | 10.7589 | 11.4469 | -0.2813 | 0.45871 | 1.6892 | 7.1385 | 8.4051 | 9.0076 | -1.773 | -0.90751 | -0.32748 | 7.3953 | 8.0727 | 8.8053 | -1.3298 | -0.83562 | -0.43334 | -0.25217 | -0.57959 | -0.94397 | 1 | 0.7 | 0.2
WUN | 2029 | 10.2955 | 10.9103 | 11.5038 | 0.65862 | 0.9958 | 1.2634 | 10.0302 | 10.8552 | 11.5432 | -0.2813 | 0.45871 | 1.6892 | 7.1385 | 8.4051 | 9.0076 | -1.7064 | -0.84086 | -0.26083 | 7.3868 | 8.0642 | 8.7967 | -1.3296 | -0.83539 | -0.43311 | -0.377 | -0.70441 | -1.0688 | 1 | 0.7 | 0.2
WUN | 2030 | 10.3271 | 10.9419 | 11.5354 | 0.73048 | 1.0677 | 1.3352 | 10.1229 | 10.9479 | 11.6359 | -0.2813 | 0.45871 | 1.6892 | 7.1385 | 8.4051 | 9.0076 | -1.6448 | -0.77928 | -0.19925 | 7.3863 | 8.0637 | 8.7963 | -1.3296 | -0.83537 | -0.4331 | -0.55258 | -0.87999 | -1.2444 | 1 | 0.7 | 0.2
WUN | 2031 | 10.3592 | 10.974 | 11.5675 | 0.80122 | 1.1384 | 1.406 | 10.2137 | 11.0387 | 11.7267 | -0.2813 | 0.45871 | 1.6892 | 7.1385 | 8.4051 | 9.0076 | -1.5887 | -0.72316 | -0.14313 | 7.3944 | 8.0718 | 8.8044 | -1.3298 | -0.8356 | -0.43332 | -0.78187 | -1.1093 | -1.4737 | 1 | 0.7 | 0.2
WUN | 2032 | 10.394 | 11.0088 | 11.6022 | 0.86598 | 1.2032 | 1.4707 | 10.3062 | 11.1312 | 11.8192 | -0.2813 | 0.45871 | 1.6892 | 7.1385 | 8.4051 | 9.0076 | -1.5331 | -0.66753 | -0.087505 | 7.4087 | 8.0861 | 8.8187 | -1.3302 | -0.83599 | -0.43371 | -1.0141 | -1.3415 | -1.7059 | 1 | 0.7 | 0.2
WUN | 2033 | 10.4946 | 11.1094 | 11.7028 | 0.92466 | 1.2618 | 1.5294 | 10.4651 | 11.2901 | 11.9782 | -0.2813 | 0.45871 | 1.6892 | 7.1385 | 8.4051 | 9.0076 | -1.4727 | -0.60719 | -0.027155 | 7.426 | 8.1034 | 8.8359 | -1.3307 | -0.83646 | -0.43418 | -1.1967 | -1.5241 | -1.8885 | 1 | 0.7 | 0.2
WUN | 2034 | 10.5968 | 11.2116 | 11.8051 | 0.97951 | 1.3167 | 1.5843 | 10.6262 | 11.4512 | 12.1392 | -0.2813 | 0.45871 | 1.6892 | 7.1385 | 8.4051 | 9.0076 | -1.4075 | -0.54199 | 0.038041 | 7.4441 | 8.1215 | 8.8541 | -1.3312 | -0.83696 | -0.43468 | -1.3261 | -1.6535 | -2.0179 | 1 | 0.7 | 0.2
Y | 2025 | 35.7322 | 40.8056 | 47.8557 | 2.5114 | 7.8926 | 9.7701 | 22.9263 | 27.6118 | 30.1594 | 0.25656 | 3.0603 | 4.8407 | 30.411 | 35.5917 | 40.7627 | 0.55922 | 5.4892 | 7.7683 | 19.814 | 25.0018 | 27.8956 | -0.54129 | -0.036614 | 0.31532 | -3.77 | -4.8502 | -6.6557 | 2 | 0.5 | -1
Y | 2026 | 35.0624 | 40.1358 | 47.1859 | 2.0151 | 7.3963 | 9.2738 | 21.4532 | 26.1387 | 28.6863 | 0.011951 | 2.8156 | 4.5961 | 29.2984 | 34.4791 | 39.65 | 0.28561 | 5.2156 | 7.4947 | 19.8206 | 25.0083 | 27.9021 | -0.64928 | -0.14461 | 0.20733 | -7.0915 | -8.1717 | -9.9772 | 2 | 0.5 | -1
Y | 2027 | 35.2045 | 40.2779 | 47.3279 | 1.9036 | 7.2849 | 9.1624 | 21.0308 | 25.7163 | 28.2639 | -0.11386 | 2.6898 | 4.4703 | 29.3057 | 34.4864 | 39.6573 | 0.16751 | 5.0975 | 7.3766 | 19.8293 | 25.0171 | 27.9109 | -0.62045 | -0.11577 | 0.23616 | -10.6984 | -11.7785 | -13.584 | 2 | 0.5 | -1
Y | 2028 | 35.6907 | 40.764 | 47.8141 | 1.8082 | 7.1894 | 9.0669 | 21.0713 | 25.7569 | 28.3045 | -0.23988 | 2.5638 | 4.3443 | 29.2059 | 34.3866 | 39.5575 | 0.025272 | 4.9552 | 7.2344 | 19.8376 | 25.0253 | 27.9191 | -0.63509 | -0.13042 | 0.22152 | -14.3965 | -15.4766 | -17.2821 | 2 | 0.5 | -1
Y | 2029 | 35.6128 | 40.6861 | 47.7362 | 1.5033 | 6.8846 | 8.7621 | 20.3469 | 25.0324 | 27.5801 | -0.45238 | 2.3513 | 4.1318 | 28.4014 | 33.5821 | 38.7531 | -0.22626 | 4.7037 | 6.9829 | 19.8442 | 25.0319 | 27.9257 | -0.75754 | -0.25287 | 0.099069 | -18.048 | -19.1281 | -20.9336 | 2 | 0.5 | -1
Y | 2030 | 35.1032 | 40.1766 | 47.2267 | 0.98944 | 6.3707 | 8.2482 | 18.9734 | 23.659 | 26.2066 | -0.73827 | 2.0654 | 3.8459 | 27.0362 | 32.2168 | 37.3878 | -0.56105 | 4.3689 | 6.6481 | 19.8497 | 25.0374 | 27.9312 | -0.94559 | -0.44092 | -0.088983 | -21.5866 | -22.6668 | -24.4723 | 2 | 0.5 | -1
Y | 2031 | 34.5243 | 39.5976 | 46.6477 | 0.39183 | 5.7731 | 7.6505 | 17.7826 | 22.4681 | 25.0158 | -1.0035 | 1.8002 | 3.5807 | 25.5732 | 30.7539 | 35.9248 | -0.90911 | 4.0209 | 6.3 | 19.8553 | 25.0431 | 27.9369 | -1.1227 | -0.61798 | -0.26604 | -25.065 | -26.1452 | -27.9507 | 2 | 0.5 | -1
Y | 2032 | 34.1296 | 39.2029 | 46.253 | -0.1737 | 5.2075 | 7.085 | 17.599 | 22.2845 | 24.8321 | -1.1549 | 1.6488 | 3.4293 | 24.3488 | 29.5295 | 34.7005 | -1.2216 | 3.7084 | 5.9875 | 19.8619 | 25.0496 | 27.9434 | -1.2441 | -0.73944 | -0.3875 | -28.5608 | -29.641 | -31.4465 | 2 | 0.5 | -1
Y | 2033 | 34.6261 | 39.6994 | 46.7495 | -0.66755 | 4.7137 | 6.5912 | 19.2583 | 23.9438 | 26.4915 | -1.1745 | 1.6292 | 3.4096 | 23.4131 | 28.5938 | 33.7648 | -1.4932 | 3.4367 | 5.7159 | 19.8692 | 25.0569 | 27.9507 | -1.3124 | -0.80772 | -0.45578 | -32.1372 | -33.2173 | -35.0228 | 2 | 0.5 | -1
Y | 2034 | 35.2515 | 40.3249 | 47.3749 | -1.1062 | 4.275 | 6.1525 | 21.5271 | 26.2127 | 28.7603 | -1.1253 | 1.6784 | 3.4589 | 22.6536 | 27.8343 | 33.0053 | -1.7401 | 3.1898 | 5.469 | 19.8769 | 25.0647 | 27.9585 | -1.3568 | -0.85209 | -0.50015 | -35.7675 | -36.8477 | -38.6532 | 2 | 0.5 | -1
YER | 2025 | 0.35926 | 0.66793 | 0.86083 | 0.18153 | 0.45118 | 0.67881 | 0.19646 | 0.53481 | 0.75164 | 0.40784 | 0.60907 | 0.88883 | 0.15607 | 0.41266 | 0.53289 | 0.069421 | 0.35977 | 0.46269 | 0 | 0.1 | 0.35 | 0 | 0.2 | 0.35 | 0.4 | 0.05 | 0 | 0.3 | 0.05 | 0
YER | 2026 | 0.35926 | 0.66793 | 0.86083 | 0.18153 | 0.45118 | 0.67881 | 0.19646 | 0.53481 | 0.75164 | 0.40784 | 0.60907 | 0.88883 | 0.15607 | 0.41266 | 0.53289 | 0.069421 | 0.35977 | 0.46269 | 0 | 0.1 | 0.35 | 0 | 0.2 | 0.35 | 0.4 | 0.05 | 0 | 0.3 | 0.05 | 0
YER | 2027 | 0.35926 | 0.66793 | 0.86083 | 0.18153 | 0.45118 | 0.67881 | 0.19646 | 0.53481 | 0.75164 | 0.40784 | 0.60907 | 0.88883 | 0.15607 | 0.41266 | 0.53289 | 0.069421 | 0.35977 | 0.46269 | 0 | 0.1 | 0.35 | 0 | 0.2 | 0.35 | 0.4 | 0.05 | 0 | 0.3 | 0.05 | 0
YER | 2028 | 0.35926 | 0.66793 | 0.86083 | 0.18153 | 0.45118 | 0.67881 | 0.19646 | 0.53481 | 0.75164 | 0.40784 | 0.60907 | 0.88883 | 0.15607 | 0.41266 | 0.53289 | 0.069421 | 0.35977 | 0.46269 | 0 | 0.1 | 0.35 | 0 | 0.2 | 0.35 | 0.4 | 0.05 | 0 | 0.3 | 0.05 | 0
YER | 2029 | 0.35926 | 0.66793 | 0.86083 | 0.18153 | 0.45118 | 0.67881 | 0.19646 | 0.53481 | 0.75164 | 0.40784 | 0.60907 | 0.88883 | 0.15607 | 0.41266 | 0.53289 | 0.069421 | 0.35977 | 0.46269 | 0 | 0.1 | 0.35 | 0 | 0.2 | 0.35 | 0.4 | 0.05 | 0 | 0.3 | 0.05 | 0
YER | 2030 | 0.35926 | 0.66793 | 0.86083 | 0.18153 | 0.45118 | 0.67881 | 0.19646 | 0.53481 | 0.75164 | 0.40784 | 0.60907 | 0.88883 | 0.15607 | 0.41266 | 0.53289 | 0.069421 | 0.35977 | 0.46269 | 0 | 0.1 | 0.35 | 0 | 0.2 | 0.35 | 0.4 | 0.05 | 0 | 0.3 | 0.05 | 0
YER | 2031 | 0.35926 | 0.66793 | 0.86083 | 0.18153 | 0.45118 | 0.67881 | 0.19646 | 0.53481 | 0.75164 | 0.40784 | 0.60907 | 0.88883 | 0.15607 | 0.41266 | 0.53289 | 0.069421 | 0.35977 | 0.46269 | 0 | 0.1 | 0.35 | 0 | 0.2 | 0.35 | 0.4 | 0.05 | 0 | 0.3 | 0.05 | 0
YER | 2032 | 0.35926 | 0.66793 | 0.86083 | 0.18153 | 0.45118 | 0.67881 | 0.19646 | 0.53481 | 0.75164 | 0.40784 | 0.60907 | 0.88883 | 0.15607 | 0.41266 | 0.53289 | 0.069421 | 0.35977 | 0.46269 | 0 | 0.1 | 0.35 | 0 | 0.2 | 0.35 | 0.4 | 0.05 | 0 | 0.3 | 0.05 | 0
YER | 2033 | 0.35926 | 0.66793 | 0.86083 | 0.18153 | 0.45118 | 0.67881 | 0.19646 | 0.53481 | 0.75164 | 0.40784 | 0.60907 | 0.88883 | 0.15607 | 0.41266 | 0.53289 | 0.069421 | 0.35977 | 0.46269 | 0 | 0.1 | 0.35 | 0 | 0.2 | 0.35 | 0.4 | 0.05 | 0 | 0.3 | 0.05 | 0
YER | 2034 | 0.35926 | 0.66793 | 0.86083 | 0.18153 | 0.45118 | 0.67881 | 0.19646 | 0.53481 | 0.75164 | 0.40784 | 0.60907 | 0.88883 | 0.15607 | 0.41266 | 0.53289 | 0.069421 | 0.35977 | 0.46269 | 0 | 0.1 | 0.35 | 0 | 0.2 | 0.35 | 0.4 | 0.05 | 0 | 0.3 | 0.05 | 0
YLN | 2025 | 9.4424 | 11.8763 | 12.7432 | 1.0738 | 1.9628 | 3.4376 | 10.6672 | 11.0586 | 11.474 | 0.57069 | 1.613 | 4.9344 | 7.3381 | 8.8909 | 9.4581 | -0.8163 | -0.20226 | 0.45361 | 8.1637 | 9.5125 | 9.8977 | -2.4728 | -0.7974 | -0.25375 | 7.2299 | 5.2513 | 3.7151 | 1 | -0.4 | -2.5
YLN | 2026 | 9.4021 | 11.8361 | 12.7029 | 0.88968 | 1.7787 | 3.2535 | 10.6074 | 10.9988 | 11.4143 | 0.47424 | 1.5165 | 4.8379 | 7.0931 | 8.646 | 9.2131 | -0.79927 | -0.18522 | 0.47065 | 8.1637 | 9.5125 | 9.8977 | -2.6118 | -0.93644 | -0.39279 | 6.8276 | 4.849 | 3.3128 | 1 | -0.4 | -2.5
YLN | 2027 | 9.3686 | 11.8025 | 12.6694 | 0.73493 | 1.624 | 3.0988 | 10.5718 | 10.9632 | 11.3787 | 0.49626 | 1.5385 | 4.8599 | 7.0169 | 8.5697 | 9.1369 | -0.79396 | -0.17992 | 0.47595 | 8.1637 | 9.5125 | 9.8977 | -2.6937 | -1.0183 | -0.47468 | 6.4298 | 4.4512 | 2.9149 | 1 | -0.4 | -2.5
YLN | 2028 | 9.3628 | 11.7968 | 12.6636 | 0.67862 | 1.5677 | 3.0424 | 10.5664 | 10.9579 | 11.3733 | 0.58859 | 1.6309 | 4.9523 | 7.1386 | 8.6914 | 9.2586 | -0.80243 | -0.18838 | 0.46749 | 8.1637 | 9.5125 | 9.8977 | -2.7161 | -1.0407 | -0.49703 | 6.217 | 4.2384 | 2.7021 | 1 | -0.4 | -2.5
YLN | 2029 | 9.368 | 11.802 | 12.6688 | 0.66986 | 1.5589 | 3.0337 | 10.5543 | 10.9457 | 11.3612 | 0.6376 | 1.6799 | 5.0013 | 7.2894 | 8.8422 | 9.4094 | -0.81292 | -0.19887 | 0.457 | 8.1637 | 9.5125 | 9.8977 | -2.7545 | -1.0791 | -0.53543 | 6.1194 | 4.1408 | 2.6045 | 1 | -0.4 | -2.5
YLN | 2030 | 9.3624 | 11.7963 | 12.6632 | 0.61379 | 1.5028 | 2.9776 | 10.5128 | 10.9042 | 11.3197 | 0.58717 | 1.6294 | 4.9508 | 7.2901 | 8.843 | 9.4101 | -0.81297 | -0.19892 | 0.45695 | 8.1637 | 9.5125 | 9.8977 | -2.8625 | -1.1871 | -0.64341 | 5.9406 | 3.962 | 2.4257 | 1 | -0.4 | -2.5
YLN | 2031 | 9.3386 | 11.7726 | 12.6394 | 0.4788 | 1.3679 | 2.8426 | 10.4541 | 10.8456 | 11.261 | 0.48591 | 1.5282 | 4.8496 | 7.1306 | 8.6834 | 9.2506 | -0.80187 | -0.18783 | 0.46805 | 8.1637 | 9.5125 | 9.8977 | -3.0114 | -1.336 | -0.79238 | 5.5972 | 3.6186 | 2.0824 | 1 | -0.4 | -2.5
YLN | 2032 | 9.3099 | 11.7438 | 12.6107 | 0.32255 | 1.2116 | 2.6864 | 10.411 | 10.8025 | 11.2179 | 0.43453 | 1.4768 | 4.7982 | 6.9684 | 8.5212 | 9.0884 | -0.79059 | -0.17655 | 0.47932 | 8.1637 | 9.5125 | 9.8977 | -3.1239 | -1.4485 | -0.90481 | 5.2085 | 3.2299 | 1.6937 | 1 | -0.4 | -2.5
YLN | 2033 | 9.3006 | 11.7346 | 12.6014 | 0.21823 | 1.1073 | 2.5821 | 10.408 | 10.7994 | 11.2149 | 0.48365 | 1.5259 | 4.8473 | 6.9636 | 8.5164 | 9.0836 | -0.79026 | -0.17621 | 0.47966 | 8.1637 | 9.5125 | 9.8977 | -3.1597 | -1.4843 | -0.94064 | 4.9441 | 2.9655 | 1.4292 | 1 | -0.4 | -2.5
YLN | 2034 | 9.3061 | 11.74 | 12.6069 | 0.17812 | 1.0672 | 2.542 | 10.4242 | 10.8156 | 11.2311 | 0.59494 | 1.6372 | 4.9586 | 7.1274 | 8.6802 | 9.2474 | -0.80165 | -0.1876 | 0.46827 | 8.1637 | 9.5125 | 9.8977 | -3.15 | -1.4746 | -0.93096 | 4.827 | 2.8484 | 1.3121 | 1 | -0.4 | -2.5
YP | 2025 | 48.4306 | 53.0961 | 58.8241 | -4.6359 | -3.5941 | -2.2466 | 40.7501 | 43.0707 | 45.9188 | -7.83 | -6.4379 | -2.2094 | 44.6742 | 49.9668 | 57.5585 | -4.9143 | -3.9158 | -3.0263 | 41.4743 | 43.9888 | 46.2902 | -8.421 | -8.1237 | -7.8807 | -16.6281 | -18.2241 | -18.753 | -6.6762 | -8.6056 | -8.8587
YP | 2026 | 49.7908 | 54.4563 | 60.1843 | -4.9173 | -3.8755 | -2.528 | 41.4414 | 43.7619 | 46.6101 | -7.5147 | -6.1225 | -1.894 | 45.7823 | 51.0749 | 58.6666 | -5.2421 | -4.2436 | -3.354 | 42.1897 | 44.7042 | 47.0057 | -8.048 | -7.7507 | -7.5077 | -21.1723 | -22.7682 | -23.2972 | -6.6762 | -8.6056 | -8.8587
YP | 2027 | 51.0166 | 55.682 | 61.41 | -4.9323 | -3.8906 | -2.5431 | 42.314 | 44.6346 | 47.4827 | -7.3905 | -5.9983 | -1.7698 | 46.7645 | 52.0571 | 59.6488 | -5.5334 | -4.5349 | -3.6453 | 42.8303 | 45.3447 | 47.6462 | -7.9231 | -7.6258 | -7.3828 | -26.0827 | -27.6786 | -28.2076 | -6.6762 | -8.6056 | -8.8587
YP | 2028 | 52.494 | 57.1594 | 62.8874 | -4.8044 | -3.7627 | -2.4151 | 43.6269 | 45.9474 | 48.7956 | -7.4241 | -6.0319 | -1.8035 | 47.7245 | 53.0171 | 60.6088 | -5.8159 | -4.8175 | -3.9279 | 43.6992 | 46.2136 | 48.5151 | -8.0034 | -7.706 | -7.463 | -31.0671 | -32.663 | -33.192 | -6.6762 | -8.6056 | -8.8587
YP | 2029 | 54.0498 | 58.7153 | 64.4432 | -4.7007 | -3.6589 | -2.3114 | 44.9208 | 47.2414 | 50.0895 | -7.4163 | -6.0241 | -1.7957 | 48.7579 | 54.0505 | 61.6422 | -6.1195 | -5.121 | -4.2315 | 44.7456 | 47.26 | 49.5615 | -8.03 | -7.7327 | -7.4897 | -35.9626 | -37.5585 | -38.0875 | -6.6762 | -8.6056 | -8.8587
YP | 2030 | 55.6986 | 60.3641 | 66.0921 | -4.7163 | -3.6745 | -2.327 | 46.1091 | 48.4297 | 51.2778 | -7.2783 | -5.8861 | -1.6576 | 49.8783 | 55.171 | 62.7626 | -6.4509 | -5.4525 | -4.5629 | 45.778 | 48.2925 | 50.594 | -7.8878 | -7.5904 | -7.3474 | -40.7284 | -42.3243 | -42.8533 | -6.6762 | -8.6056 | -8.8587
YP | 2031 | 57.3717 | 62.0372 | 67.7651 | -4.8184 | -3.7767 | -2.4292 | 47.3008 | 49.6214 | 52.4695 | -7.144 | -5.7518 | -1.5233 | 51.0215 | 56.3141 | 63.9058 | -6.7904 | -5.792 | -4.9024 | 46.6962 | 49.2106 | 51.5121 | -7.7499 | -7.4526 | -7.2096 | -45.4562 | -47.0521 | -47.5811 | -6.6762 | -8.6056 | -8.8587
YP | 2032 | 58.9608 | 63.6263 | 69.3543 | -4.8947 | -3.8529 | -2.5054 | 48.6973 | 51.0179 | 53.866 | -7.2423 | -5.8502 | -1.6217 | 52.0861 | 57.3787 | 64.9704 | -7.1033 | -6.1049 | -5.2153 | 47.5615 | 50.076 | 52.3775 | -7.9133 | -7.616 | -7.373 | -50.2227 | -51.8186 | -52.3476 | -6.6762 | -8.6056 | -8.8587
YP | 2033 | 60.756 | 65.4215 | 71.1494 | -4.8573 | -3.8155 | -2.468 | 50.7141 | 53.0346 | 55.8828 | -7.6551 | -6.263 | -2.0345 | 53.0185 | 58.3112 | 65.9028 | -7.37 | -6.3715 | -5.4819 | 48.4577 | 50.9722 | 53.2737 | -8.4839 | -8.1866 | -7.9436 | -55.0698 | -56.6658 | -57.1947 | -6.6762 | -8.6056 | -8.8587
YP | 2034 | 62.4349 | 67.1003 | 72.8283 | -4.7134 | -3.6717 | -2.3241 | 52.8869 | 55.2075 | 58.0556 | -8.2455 | -6.8533 | -2.6248 | 53.8421 | 59.1347 | 66.7264 | -7.5981 | -6.5996 | -5.71 | 49.3938 | 51.9082 | 54.2097 | -9.2844 | -8.9871 | -8.7441 | -59.9517 | -61.5476 | -62.0766 | -6.6762 | -8.6056 | -8.8587

## Zone Sub Short Circuit Level
DISCLAIMER
This spreadsheet lists estimated maximum and minimum short circuit levels at each of the WP network’s major nodes for 2024/25. Please use this information as a guide only and contact us for up to date information.
The short circuit level calculations were determined in accordance with the following:
* the IEC 60909 method was used for the calculations; this is the source standards upon which the current Australian and New Zealand standards (AS/NZS 3851) is based
* for maximum fault levels, the C factor (as defined by IEC 60909) is set at 1.1 pu at the fault bus. A C factor of 1.0pu is applied to minimum fault levels.
* zero fault impedance is assumed
* For maximum fault levels, all generation machines and step-up transformers are turned on
* For maximum fault levels, all lines are assumed in service (system normal)
* the expected fault current shown is IKSS( the AC component of the initial symmetrical short circuit current which occurs directly after the initiation of the fault (RMS value))
Maximum Fault Levels |  | Current Levels (2024-25) |  | Minimum Fault Levels |  | Current Levels (0 years)
Substation | Voltage (kV) | Fault level | Fault level | Substation | Voltage (kV) | Fault level | Fault level
|  | 3-phase (kA) | 1-phase (kA) |  |  | 3-phase (kA) | 1-phase (kA)
East Region |  |  |  | East Region
BDE - Bandee | 66 | 1.9 | 1.6 | BDE - Bandee | 66 | 1.4 | 1.2
BKF - Black Flag | 132 | 3.1 | 3.2 | BKF - Black Flag | 132 | 0.8 | 1.1
BLD - Boulder | 132 | 6.2 | 7.4 | BLD - Boulder | 132 | 1 | 1.4
BNY - Bounty | 132 | 0.7 | 0.9 | BNY - Bounty | 132 | 0.6 | 0.4
CAR - Carrabin | 66 | 1.3 | 1 | CAR - Carrabin | 66 | 1 | 0.8
CGT - Collgar Terminal | 220 | 3.6 | 4.7 | CGT - Collgar Terminal | 220 | 1.3 | 1.7
CGW - Collgar Wind Farm | 220 | 3.6 | 4.7 | CGW - Collgar Wind Farm | 220 | 1.3 | 1.7
CNS - Cunderdin Solar Farm | 132 | 3.8 | 4.7 | CNS - Cunderdin Solar Farm | 132 | 0.9 | 1.3
CUN - Cunderin | 66 | 1.2 | 0.9 | CUN - Cunderin | 66 | 0.9 | 0.7
JAN - Jan | 132 | 2.1 | 2.2 | JAN - Jan | 132 | 1.5 | 1.7
KDN - Kondinin | 220 | 3.3 | 3 | KDN - Kondinin | 220 | 1 | 1.1
KDN - Kondinin | 132 | 1.6 | 1.7 | KDN - Kondinin | 132 | 0.8 | 0.9
KEL - Kellerberrin | 66 | 1.2 | 0.9 | KEL - Kellerberrin | 66 | 0.9 | 0.7
LEF - Lefroy | 132 | 2.4 | 2.6 | LEF - Lefroy | 132 | 1.8 | 1.8
MDP - Merredin Power Station | 132 | 6.6 | 8.8 | MDP - Merredin Power Station | 132 | 2.8 | 3.8
MER - Merredin | 132 | 5.6 | 6.7 | MER - Merredin | 132 | 0.8 | 1
MER - Merredin | 66 | 4 | 5.4 | MER - Merredin | 66 | 1.8 | 2.4
MRS - Merredin Solar Farm | 220 | 4 | 5.3 | MRS - Merredin Solar Farm | 220 | 1 | 1.4
MRT - Merredin Terminal | 220 | 4 | 5.3 | MRT - Merredin Terminal | 220 | 1 | 1.4
MRT - Merredin Terminal | 132 | 6.6 | 8.8 | MRT - Merredin Terminal | 132 | 0.8 | 1
MW - Mundaring Weir | 66 | 3.9 | 2.7 | MW - Mundaring Weir | 66 | 0.8 | 0.6
NOR - Northam | 132 | 5.7 | 5.8 | NOR - Northam | 132 | 2.3 | 1.6
NOR - Northam | 66 | 4.9 | 4.8 | NOR - Northam | 66 | 2.7 | 2.6
PCY - Piccadilly St | 132 | 6.2 | 7.5 | PCY - Piccadilly St | 132 | 2.1 | 2.6
PKS - Parkeston Substation | 132 | 6 | 6.9 | PKS - Parkeston Substation | 132 | 1 | 1.4
SVY - Sawyers Valley 132kV | 132 | 8.2 | 7.1 | SVY - Sawyers Valley 132kV | 132 | 1.3 | 1.5
SX - Southern Cross | 66 | 0.6 | 0.4 | SX - Southern Cross | 66 | 0.4 | 0.3
WKT - West Kalgoorlie | 220 | 3.4 | 4.2 | WKT - West Kalgoorlie | 220 | 0.6 | 0.5
WKT - West Kalgoorlie | 132 | 6.5 | 8.3 | WKT - West Kalgoorlie | 132 | 1 | 1.5
WMK - Western Mining Kambalda | 132 | 3 | 3.3 | WMK - Western Mining Kambalda | 132 | 0.6 | 0.7
WMS - Western Mining Smelter | 132 | 5.1 | 5.5 | WMS - Western Mining Smelter | 132 | 0.6 | 0.7
WUN - Wundowie | 66 | 3 | 2.1 | WUN - Wundowie | 66 | 0.9 | 0.7
YER - Yerbillon | 66 | 1.2 | 0.9 | YER - Yerbillon | 66 | 0.7 | 0.6
YLN - Yilgarn | 220 | 2.8 | 2.7 | YLN - Yilgarn | 220 | 0.5 | 0.6
East Perth & CBD |  |  |  | East Perth & CBD
CK - Cook Street | 132 | 23.9 | 22.9 | CK - Cook Street | 132 | 11.5 | 11.5
EP - East Perth | 132 | 26 | 25.9 | EP - East Perth | 132 | 12.4 | 13.6
HAY - Hay Street | 132 | 22.5 | 21 | HAY - Hay Street | 132 | 11.7 | 11.4
JAM - James Street | 132 | 19.9 | 19.7 | JAM - James Street | 132 | 10.5 | 10.3
JTE - Joel Terrace 132kV | 132 | 25.6 | 24.8 | JTE - Joel Terrace 132kV | 132 | 12.8 | 12.3
MIL - Milligan Street | 132 | 19.9 | 19.7 | MIL - Milligan Street | 132 | 10.3 | 10.3
NP - North Perth | 132 | 22 | 20.4 | NP - North Perth | 132 | 11.4 | 10.7
SUM - Summers Street | 132 | 25.7 | 25.2 | SUM - Summers Street | 132 | 13.7 | 14.9
Metro North |  |  |  | Metro North
A - Arkana | 132 | 20.5 | 20.2 | A - Arkana | 132 | 7.3 | 6.2
BCH - Beechboro | 132 | 20.3 | 19 | BCH - Beechboro | 132 | 6.2 | 5.3
BCT - Balcatta | 132 | 19.7 | 18.3 | BCT - Balcatta | 132 | 8.3 | 7.7
Bellevue - BLV | 132 | 21.3 | 22.5 | Bellevue - BLV | 132 | 10.6 | 12
CTE - Cottesloe | 132 | 18.8 | 15.9 | CTE - Cottesloe | 132 | 6.9 | 5.5
D - Darlington | 132 | 14.2 | 13.1 | D - Darlington | 132 | 4.9 | 4.7
FFD - Forrestfield | 132 | 13.9 | 13.4 | FFD - Forrestfield | 132 | 4.2 | 4.1
GLT - Guildford Terminal | 330 | 17.3 | 16.4 | GLT - Guildford Terminal | 330 | 5.8 | 6.4
GLT - Guildford Terminal | 132 | 24 | 25.5 | GLT - Guildford Terminal | 132 | 11.3 | 12.5
H - Hadfields | 132 | 17.1 | 15.7 | H - Hadfields | 132 | 7.5 | 6.5
HZM - Hazelmere | 132 | 23.3 | 24.3 | HZM - Hazelmere | 132 | 6.6 | 5.2
K - Kalamunda | 132 | 11.8 | 11.1 | K - Kalamunda | 132 | 5.1 | 3.9
MA - Manning Street | 132 | 18.5 | 17.5 | MA - Manning Street | 132 | 8 | 7
MCE - Medical Centre | 66 | 10.6 | 11.6 | MCE - Medical Centre | 66 | 6.2 | 4.8
MDY - Munday | 132 | 13.8 | 13.4 | MDY - Munday | 132 | 4.2 | 3.3
MJ - Midland Junction | 132 | 22.5 | 23.7 | MJ - Midland Junction | 132 | 10.9 | 12
MLA - Mount Lawley | 132 | 21.8 | 21.3 | MLA - Mount Lawley | 132 | 12 | 13.7
MLG - Malaga | 132 | 30 | 34.4 | MLG - Malaga | 132 | 15.9 | 19.8
MO - Morley | 132 | 17.8 | 18.3 | MO - Morley | 132 | 6.7 | 5.3
NB - North Beach | 132 | 20.1 | 19.4 | NB - North Beach | 132 | 9.6 | 9.1
OP - Osborne Park | 132 | 20.3 | 20.1 | OP - Osborne Park | 132 | 10 | 9.6
SPK - Shenton Park | 132 | 21.3 | 20.2 | SPK - Shenton Park | 132 | 6.5 | 4.6
WD - Wembley Downs | 66 | 10 | 8.2 | WD - Wembley Downs | 66 | 3.8 | 2.5
WHT - Whiteman Park | 132 | 22.5 | 21.2 | WHT - Whiteman Park | 132 | 6.5 | 5.2
WT - Western Terminal | 132 | 22.6 | 22.2 | WT - Western Terminal | 132 | 10 | 10.5
WT - Western Terminal | 66 | 13.7 | 17 | WT - Western Terminal | 66 | 3.3 | 2.1
Y - Yokine | 132 | 20 | 18.8 | Y - Yokine | 132 | 8 | 7.1
Metro South |  |  |  | Metro South |  | 0 | 0
AFM - Australian Fused Materials | 132 | 20.8 | 18.8 | AFM - Australian Fused Materials | 132 | 11.6 | 11.8
AKW - ALCOA Kwinana | 132 | 31.2 | 33.2 | AKW - ALCOA Kwinana | 132 | 14.5 | 16.9
AMT - Amherst | 132 | 20.3 | 17.1 | AMT - Amherst | 132 | 6.1 | 5
APM - Australian Paper Mills | 66 | 9.6 | 8.1 | APM - Australian Paper Mills | 66 | 4 | 2.8
BEC - Beckenham | 132 | 28.3 | 29.7 | BEC - Beckenham | 132 | 13.6 | 15.5
BEL - Belmont | 132 | 19.5 | 18.6 | BEL - Belmont | 132 | 8.1 | 6.7
BHK - Broken Hill Kwinana | 66 | 6.4 | 7.3 | BHK - Broken Hill Kwinana | 66 | 2.5 | 2.5
BIB - Bibra Lake | 132 | 21.7 | 18.5 | BIB - Bibra Lake | 132 | 7.3 | 6.5
BP - British Petroleum | 66 | 6.7 | 7.4 | BP - British Petroleum | 66 | 2.8 | 3.1
BPR - B.P. Refinery | 132 | 24.8 | 24.6 | BPR - B.P. Refinery | 132 | 12.6 | 13.8
BTY - Bentley | 132 | 20.2 | 17.1 | BTY - Bentley | 132 | 7.9 | 6.8
BYF - Byford | 132 | 13.6 | 11.7 | BYF - Byford | 132 | 5.1 | 3.4
CBP - CSBP | 132 | 24 | 23.5 | CBP - CSBP | 132 | 12.5 | 13.6
CC - Cockburn Cement | 132 | 24.4 | 21.4 | CC - Cockburn Cement | 132 | 9.2 | 7.9
CCL - Cockburn Cement Ltd | 132 | 24.2 | 21.3 | CCL - Cockburn Cement Ltd | 132 | 13 | 13.2
CKB - Cockburn Power | 132 | 31.1 | 33.6 | CKB - Cockburn Power | 132 | 14.1 | 16.1
CL - Clarence St | 66 | 9.2 | 7.1 | CL - Clarence St | 66 | 4.9 | 3.4
COL - Collier | 66 | 9.3 | 7.2 | COL - Collier | 66 | 4.7 | 3.3
CT - Cannington Terminal | 132 | 29.3 | 30.7 | CT - Cannington Terminal | 132 | 13.9 | 15.8
CT - Cannington Terminal | 66 | 15.2 | 17.9 | CT - Cannington Terminal | 66 | 8.5 | 10.3
CVE - Canning Vale | 132 | 19.5 | 18.8 | CVE - Canning Vale | 132 | 7.9 | 6.3
E - Edmund Street | 66 | 11.2 | 10.6 | E - Edmund Street | 66 | 6.8 | 5.8
G - Gosnells | 132 | 23.1 | 21.9 | G - Gosnells | 132 | 10.2 | 9.6
GNI - Glen Iris | 132 | 27.3 | 28.6 | GNI - Glen Iris | 132 | 14.3 | 16.2
KDL - Kewdale | 132 | 18.9 | 17.1 | KDL - Kewdale | 132 | 8.8 | 7.9
KDP - Kwinana Desalination Plant | 132 | 27.6 | 29.1 | KDP - Kwinana Desalination Plant | 132 | 13.9 | 15.9
KMK - Kerr McGee Kwinana | 132 | 28.1 | 30.6 | KMK - Kerr McGee Kwinana | 132 | 13 | 15.2
KND - Kwinana Donaldson Road | 132 | 27.2 | 29.5 | KND - Kwinana Donaldson Road | 132 | 13.4 | 15.4
KNL - Kenwick Link | 330 | 17.1 | 16 | KNL - Kenwick Link | 330 | 2.3 | 2.4
KNL - Kenwick Link | 132 | 26.7 | 26.9 | KNL - Kenwick Link | 132 | 6.6 | 7.3
KW - Kwinana | 330 | 21.3 | 22.3 | KW - Kwinana | 330 | 7.6 | 8.9
KW - Kwinana | 132 | 31.5 | 33.8 | KW - Kwinana | 132 | 12.2 | 14.7
KW - Kwinana | 66 | 6.8 | 8.2 | KW - Kwinana | 66 | 2.6 | 2.6
KWB - Kwinana Battery Storage System | 330 | 21.2 | 22.2 | KWB - Kwinana Battery Storage System | 330 | 8.3 | 9.3
LTH - Leath Road_Kwinana Waste Energy | 132 | 22.2 | 21.5 | LTH - Leath Road_Kwinana Waste Energy | 132 | 11.8 | 12.6
MDN - Maddington | 132 | 23.4 | 21 | MDN - Maddington | 132 | 8.3 | 7.7
MED - Medina | 132 | 23.1 | 20.5 | MED - Medina | 132 | 5.6 | 4.3
MH - Mandurah | 132 | 10.8 | 10.4 | MH - Mandurah | 132 | 5 | 3.7
MRN - Mason Road North | 132 | 25.7 | 26.4 | MRN - Mason Road North | 132 | 13.2 | 15.1
MSR - Mason Road | 132 | 28.1 | 30.6 | MSR - Mason Road | 132 | 13.9 | 16.6
MSS - Meadow Springs | 132 | 11.4 | 11.2 | MSS - Meadow Springs | 132 | 5.3 | 4.8
MUR - Murdoch | 132 | 25.8 | 23.4 | MUR - Murdoch | 132 | 6.2 | 5.3
MYR - Myaree | 66 | 9 | 7.5 | MYR - Myaree | 66 | 4.4 | 3
OC - OConnor | 66 | 10.2 | 9.9 | OC - OConnor | 66 | 6.6 | 6.2
OFE - Office Road | 132 | 23.1 | 21.9 | OFE - Office Road | 132 | 12.2 | 13
PLD - Parklands | 132 | 11.4 | 11.2 | PLD - Parklands | 132 | 8.2 | 8.1
PNJ - Pinjarra | 132 | 14.4 | 13.1 | PNJ - Pinjarra | 132 | 2.1 | 1.4
RO - Rockingham | 132 | 20.3 | 19 | RO - Rockingham | 132 | 7.9 | 7
RTN - Riverton | 132 | 21.2 | 18.1 | RTN - Riverton | 132 | 7.2 | 5.4
RVE - Rivervale | 132 | 18.4 | 16.7 | RVE - Rivervale | 132 | 8.7 | 7.7
SF - South Fremantle | 132 | 27.2 | 24.5 | SF - South Fremantle | 132 | 12.1 | 12.1
SF - South Fremantle | 66 | 14.4 | 17.3 | SF - South Fremantle | 66 | 7.9 | 9.7
SNR - Southern River | 132 | 21.2 | 19.2 | SNR - Southern River | 132 | 8.8 | 7.3
ST - Southern Terminal | 330 | 22.5 | 23.3 | ST - Southern Terminal | 330 | 8.2 | 9.4
ST - Southern Terminal | 132 | 35.2 | 38.3 | ST - Southern Terminal | 132 | 12.9 | 14
TLA - Tianqi Lithium Australia | 132 | 21 | 20.4 | TLA - Tianqi Lithium Australia | 132 | 11.4 | 12.4
TPP - Tiwest Pigment Plant | 132 | 28.1 | 30.6 | TPP - Tiwest Pigment Plant | 132 | 13.8 | 16.3
VP - Victoria Pak | 66 | 11.9 | 11.8 | VP - Victoria Pak | 66 | 7.8 | 7.4
WAI - Waikiki | 132 | 15.6 | 13.9 | WAI - Waikiki | 132 | 3.1 | 2.3
WE - Welshpool | 132 | 21.8 | 21.3 | WE - Welshpool | 132 | 7.4 | 6.4
WLN - Willetton | 132 | 20.1 | 19.3 | WLN - Willetton | 132 | 7.1 | 6.9
WM - Western Mining | 132 | 23 | 21.7 | WM - Western Mining | 132 | 6.5 | 5.9
North Region |  |  |  | North Region
BGA - Badgingarra Wind Farm | 132 | 5.6 | 4.6 | BGA - Badgingarra Wind Farm | 132 | 2.2 | 2.1
CKN - Clarkson | 132 | 15.7 | 13.7 | CKN - Clarkson | 132 | 5.3 | 4.5
CPN - Chapman | 132 | 3.4 | 4 | CPN - Chapman | 132 | 1.2 | 1.6
CTB - Cataby | 132 | 6.8 | 6.5 | CTB - Cataby | 132 | 3.4 | 3.5
EDG - Edgewater | 132 | 20.1 | 19.4 | EDG - Edgewater | 132 | 11.5 | 12.3
EMD - Emu Downs | 132 | 5.3 | 4.9 | EMD - Emu Downs | 132 | 2.6 | 2.1
ENB - Eneabba | 132 | 6.5 | 5.6 | ENB - Eneabba | 132 | 3.1 | 3.1
ENT - Eneabba Terminal | 330 | 4.1 | 4.7 | ENT - Eneabba Terminal | 330 | 0.8 | 1.2
GGV - Golden Grove | 132 | 1.3 | 0.9 | GGV - Golden Grove | 132 | 1.1 | 0.8
GNN - Newgen Neerabup | 330 | 14 | 13.7 | GNN - Newgen Neerabup | 330 | 5.8 | 6
GRS - Greenough River Solar Farm | 132 | 6.3 | 7.1 | GRS - Greenough River Solar Farm | 132 | 1.8 | 2.2
GTN - Geraldton | 132 | 3.7 | 4.4 | GTN - Geraldton | 132 | 1.1 | 1.5
HBK - Henley Brook | 132 | 13.3 | 10.7 | HBK - Henley Brook | 132 | 3.4 | 2.3
JDP - Joondalup | 132 | 19.5 | 18.4 | JDP - Joondalup | 132 | 7.3 | 7
KMC - Kerr McGee Cataby | 132 | 6.8 | 6.5 | KMC - Kerr McGee Cataby | 132 | 4.7 | 5
KMM - Kerr McGee Muchea | 132 | 14.6 | 10.7 | KMM - Kerr McGee Muchea | 132 | 8.8 | 7.6
KRA - Karara Mine | 330 | 2.3 | 3.1 | KRA - Karara Mine | 330 | 1.6 | 1.6
LDE - Landsdale | 132 | 18.5 | 17.7 | LDE - Landsdale | 132 | 6.2 | 5.6
MBA - Mumbida Wind Farm | 132 | 4.8 | 5 | MBA - Mumbida Wind Farm | 132 | 1 | 1.4
MGA - Mungarra | 132 | 6.3 | 7.1 | MGA - Mungarra | 132 | 1 | 1.3
MOR - Moora | 132 | 2.8 | 1.9 | MOR - Moora | 132 | 0.9 | 0.7
MUC - Muchea | 132 | 18.3 | 14.3 | MUC - Muchea | 132 | 8.5 | 7
MUL - Mullaloo | 132 | 20.1 | 19.4 | MUL - Mullaloo | 132 | 8.8 | 8.6
NBT - Neerabup Terminal | 330 | 14.4 | 14.1 | NBT - Neerabup Terminal | 330 | 4.8 | 5.6
NBT - Neerabup Terminal | 132 | 22.3 | 21.9 | NBT - Neerabup Terminal | 132 | 9.3 | 9
NOW - Nowergup | 132 | 15.5 | 13.5 | NOW - Nowergup | 132 | 9.5 | 9.3
NT - Northern Terminal | 330 | 18.7 | 18.5 | NT - Northern Terminal | 330 | 5 | 5.2
NT - Northern Terminal | 132 | 30 | 34.4 | NT - Northern Terminal | 132 | 2 | 2.6
PBY - Padbury | 132 | 18.3 | 16.7 | PBY - Padbury | 132 | 7.3 | 6.1
PJR - Pinjar Power Station | 132 | 30.5 | 32.7 | PJR - Pinjar Power Station | 132 | 11.4 | 13.7
RAN - Rangeway | 132 | 3.4 | 4.1 | RAN - Rangeway | 132 | 1.2 | 1.6
RGN - Regans | 132 | 6.1 | 5.8 | RGN - Regans | 132 | 2 | 1.8
TS - Three Springs | 132 | 8.2 | 8.2 | TS - Three Springs | 132 | 2.1 | 2.1
TST - Three Springs Terminal | 330 | 3.5 | 4 | TST - Three Springs Terminal | 330 | 0.7 | 0.9
TST - Three Springs Terminal | 132 | 8.1 | 8.6 | TST - Three Springs Terminal | 132 | 2 | 2
WDW - Warradarge Wind Farm | 330 | 3.8 | 4.5 | WDW - Warradarge Wind Farm | 330 | 1.8 | 2.4
WGA - Wangara | 132 | 17.8 | 16.6 | WGA - Wangara | 132 | 7.4 | 6.8
WNO - Wanneroo | 132 | 21 | 20.2 | WNO - Wanneroo | 132 | 8.6 | 8.5
WWF - Walkaway Wind Farm | 132 | 4.7 | 5.2 | WWF - Walkaway Wind Farm | 132 | 0.9 | 1
YDT - Yandin Terminal | 330 | 5.6 | 5.8 | YDT - Yandin Terminal | 330 | 2.8 | 3.1
YDW - Yandin Wind Farm | 330 | 5.1 | 5.3 | YDW - Yandin Wind Farm | 330 | 2.7 | 3
YP - Yanchep | 132 | 15.5 | 13.4 | YP - Yanchep | 132 | 5.8 | 5.2
South Region |  |  |  | South Region
ALB - Albany | 132 | 1.7 | 2 | ALB - Albany | 132 | 0.7 | 0.7
APJ - ALCOA Pinjarra | 330 | 15.6 | 13.2 | APJ - ALCOA Pinjarra | 330 | 4.1 | 3.3
APJ - ALCOA Pinjarra | 132 | 15.2 | 15.1 | APJ - ALCOA Pinjarra | 132 | 4.2 | 3.4
BDP - Binningup Desalination Plant | 132 | 13.3 | 10.4 | BDP - Binningup Desalination Plant | 132 | 8.2 | 7
BGM - Boddington Gold Mine | 132 | 10.4 | 10.3 | BGM - Boddington Gold Mine | 132 | 7.4 | 7.5
BLW - Bluewaters Terminal | 330 | 21.6 | 21.1 | BLW - Bluewaters Terminal | 330 | 5 | 5
BNP - Beenup | 132 | 1.3 | 1.3 | BNP - Beenup | 132 | 1 | 0.8
BOD - Boddington | 132 | 10.4 | 10.3 | BOD - Boddington | 132 | 6.8 | 6.5
BSI - Barrack Silicon Smelter | 132 | 17.5 | 15.2 | BSI - Barrack Silicon Smelter | 132 | 10 | 9.5
BSN - Busselton | 132 | 2.7 | 3.1 | BSN - Busselton | 132 | 0.8 | 1
BSN - Busselton | 66 | 4.4 | 5.4 | BSN - Busselton | 66 | 1.3 | 1
BTN - Bridgetown | 132 | 4.6 | 4.8 | BTN - Bridgetown | 132 | 2.6 | 1.9
BUH - Bunbury Harbour | 132 | 10.2 | 10 | BUH - Bunbury Harbour | 132 | 2.2 | 1.5
BWP - Bluewaters Power Station | 330 | 21.6 | 21.1 | BWP - Bluewaters Power Station | 330 | 5 | 5
CAP - Capel | 66 | 5.4 | 5.3 | CAP - Capel | 66 | 2.1 | 1.4
CO - Collie | 66 | 2.2 | 1.7 | CO - Collie | 66 | 1.2 | 0.9
CPS - Collie Power Station Terminal | 330 | 19.9 | 19.4 | CPS - Collie Power Station Terminal | 330 | 8.4 | 7.8
FRW - Flat Rocks Wind Farm | 132 | 2.8 | 3.1 | FRW - Flat Rocks Wind Farm | 132 | 0.5 | 0.7
KAT - Katanning | 66 | 1.5 | 1.7 | KAT - Katanning | 66 | 0.5 | 0.3
KEM - Kemerton | 330 | 21.6 | 20.1 | KEM - Kemerton | 330 | 7.1 | 7.5
KEM - Kemerton | 132 | 25.6 | 27.8 | KEM - Kemerton | 132 | 12.5 | 13.9
KMP - Kemerton Power | 330 | 20.6 | 19 | KMP - Kemerton Power | 330 | 8 | 7.6
KOJ - Kojonup | 132 | 4.2 | 4.6 | KOJ - Kojonup | 132 | 1.7 | 1.9
KOJ - Kojonup | 66 | 2.7 | 3 | KOJ - Kojonup | 66 | 1.3 | 1.5
LWT - Landwehr Terminal | 330 | 17.1 | 15.8 | LWT - Landwehr Terminal | 330 | 3.7 | 4
MBR - Mount Barker | 132 | 1.8 | 1.8 | MBR - Mount Barker | 132 | 0.6 | 0.7
MJP - Manjimup | 132 | 3.1 | 3.2 | MJP - Manjimup | 132 | 1.6 | 1.3
MR - Margaret River | 66 | 1.6 | 1.9 | MR - Margaret River | 66 | 1.3 | 1
MRR - Marriott Road | 132 | 20.1 | 18.9 | MRR - Marriott Road | 132 | 9.4 | 9
MU - Muja | 330 | 20.9 | 21 | MU - Muja | 330 | 4.8 | 5.4
MU - Muja | 220 | 8.6 | 9.5 | MU - Muja | 220 | 4 | 4.5
MU - Muja | 132 | 18.4 | 20.4 | MU - Muja | 132 | 7.1 | 8.3
MU - Muja | 66 | 3.8 | 3.9 | MU - Muja | 66 | 1.7 | 1.7
NGN - Narrogin | 66 | 1.3 | 1.6 | NGN - Narrogin | 66 | 1 | 1.3
NGS - Narrogin South | 220 | 3.9 | 3.1 | NGS - Narrogin South | 220 | 0 | 0
NGS - Narrogin South | 66 | 1.3 | 1.7 | NGS - Narrogin South | 66 | 1 | 1.4
OLY - Oakley | 330 | 17.7 | 15.3 | OLY - Oakley | 330 | 0.9 | 1.1
PIC - Picton | 132 | 12.1 | 12.3 | PIC - Picton | 132 | 5 | 3.8
PIC - Picton | 66 | 10.2 | 12.6 | PIC - Picton | 66 | 4.8 | 6
PMB - Palmer Battery | 330 | 20.3 | 19.9 | PMB - Palmer Battery | 330 | 5.5 | 6.4
SHO - Shotts | 330 | 21.4 | 21.3 | SHO - Shotts | 330 | 5.4 | 6.1
WAG - Wagin | 66 | 1.2 | 1.1 | WAG - Wagin | 66 | 0.6 | 0.5
WAPL - Worsley Alumina Pty Ltd | 132 | 14.9 | 17 | WAPL - Worsley Alumina Pty Ltd | 132 | 7.7 | 8.7
WAPL - Worsley Alumina Pty Ltd | 66 | 4.1 | 4.6 | WAPL - Worsley Alumina Pty Ltd | 66 | 3.5 | 3.9
WCG - Worsley Co Generation | 132 | 15 | 17 | WCG - Worsley Co Generation | 132 | 9.5 | 11.1
WCL - Western Colleries Limited | 132 | 14.1 | 12.2 | WCL - Western Colleries Limited | 132 | 3.5 | 2.9
WGP - Wagerup | 132 | 8.8 | 7 | WGP - Wagerup | 132 | 2.9 | 2
WLT - Wells Terminal | 330 | 7.4 | 6.9 | WLT - Wells Terminal | 330 | 3.6 | 3.9
WLT - Wells Terminal | 132 | 11.9 | 12.7 | WLT - Wells Terminal | 132 | 6.5 | 6.9
WOR - Worsley | 132 | 15 | 17 | WOR - Worsley | 132 | 7.1 | 8.8
WSD - Westralian Sands | 66 | 5 | 4.3 | WSD - Westralian Sands | 66 | 4 | 3.5

## NOM2024 Dx MV FDR Data
| DISCLAIMER | - Table below presents a snapshot of only metro MV feeder's: projected utilisation, customer categories, embedded PV generation and indicative peak demand shortfall - EV projections are based on best industry knowledge and predictions and represent the projected utilisation without investment. - Any connection assessment and associated reinforcement requirements will need to consider the availability of capacity at zone substation and transmission network level in the wider load area at time of application - Network Augmentation works for some feeders may be planned to be ready for Summer of 2024-25, thus location for opportunity should be verified after expressing interest for specific feeders (Interests must be within High Utilisation category below)
| NOTES | - Some of the MV feeders/ZSS from NOM'22, NOM'23 and other network drivers that WP already has projects proceeding, are called out as 'Projects in progress' in 'Opportunity Candidate' column - Feeders next in Opportunity for WP, are called out as 'GOOD/CURRENT Opportunity' and 'EMERGING Opportunity' in the same 'Opportunity Candidate' column - Opportunites after 'GOOD/CURRENT' and 'EMERGING', are all feeders with utilisation above 80% (categorised as High Utilisation), marked orange in 'Utilisation' column (Please remove filters to view full metro feeder list)
| LEGEND | [7 empty] | GOOD/CURRENT OPPORTUNITY | Strong chance of engaging NSS for feeder over-utilisation mitigation
|  | High Utilisation | above 80% | [5 empty] | EMERGING OPPORTUNITY | Emerging chance of engaging NSS for feeder over-utilisation mitigation
|  | Target Utilisation | >40% & <80% | [5 empty] | No Current Opportunity | Low chance of engaging NSS for feeder over-utilisation mitigation
|  | Low Utilisation | below 40% | [5 empty] | Projects in progress | WP has project inflight which mitigate over-utilisation
Existing Customer Segment
ZSS (Zone Substation) | MV Feeder | Summer '28-29 Projected Utilisation (with Residential EV projection) Prior To Investment | Residential (%) | Small Commercial (%) | Large Commercial (%) | Large Distribution Generator (Y/N) | Embedded PV (kVA) Existing approx. | Customers with PV (%) | Opportunity Candidate | Indicative Future Peak Demand Shortfall '28/29 (kVA)
A | A 502 | High Priority Network | 96.41% | 2.78% | 0.808% | N | 4535.385 | 30.19% | No Current Opportunity | 1809.8094
A | A 503 | High Priority Network | 95.45% | 4.122% | 0.4256% | N | 4728.884 | 14.32% | No Current Opportunity | 7394.7923
A | A 505 | High Priority Network | 91.5% | 6.091% | 2.411% | N | 1596.175 | 19.1% | No Current Opportunity | 706.9032
A | A 506 | High Priority Network | 95.2% | 4.056% | 0.7396% | N | 4318.832 | 22.57% | No Current Opportunity | 2595.4709
A | A 510 |  | 89.6% | 8.684% | 1.716% | N | 1796.266 | 17.68%
A | A 511 |  | 96.45% | 3.177% | 0.3717% | N | 2728.315 | 18.89%
A | A 513 |  | 53.44% | 36.68% | 9.88% | N | 1154.059 | 14.82%
A | A 514 | High Priority Network | 96.36% | 3.08% | 0.564% | N | 2120.581 | 21.26% | No Current Opportunity | 3695.0581
AMT | AMT 503 |  | 84.89% | 13.34% | 1.768% | N | 3328.638 | 28.49%
AMT | AMT 504 |  | 94.71% | 4.46% | 0.8304% | N | 5099.897 | 26.26%
AMT | AMT 506 |  | 94.01% | 4.987% | 1.004% | N | 3370.022 | 22.58%
AMT | AMT 507 |  | 93.29% | 5.485% | 1.229% | N | 4048.059 | 34.7%
AMT | AMT 512 |  | 86.34% | 10.52% | 3.14% | N | 4707.493 | 22.51%
AMT | AMT 519 |  | 95.96% | 3.124% | 0.9187% | N | 2749.757 | 28.11%
AMT | AMT 520 |  | 94.57% | 4.325% | 1.103% | N | 2997.154 | 29.17%
AMT | AMT 523 |  | 91.98% | 7.008% | 1.011% | N | 3432.97 | 24.93%
APM | APM 503 |  | 87.05% | 9.751% | 3.201% | N | 3017.987 | 22.78%
APM | APM 504 |  | 85.8% | 11.45% | 2.753% | N | 5459.66 | 40.82%
APM | APM 511F |  | 94.15% | 5.379% | 0.4753% | N | 5224.621 | 26.44%
APM | APM 511R |  | 0.9063% | 84.29% | 14.8% | N | 928.15 | 14.8%
APM | APM 513 |  | 73.31% | 20.45% | 6.239% | N | 1773.98 | 18.72%
BCH | BCH 501 |  | 95.73% | 3.45% | 0.8244% | N | 4330.103 | 29.86% | Projects in progress
BCH | BCH 505 |  | 96.01% | 2.63% | 1.358% | N | 5463.468 | 49.05% | Projects in progress
BCH | BCH 506 |  | 97.43% | 1.947% | 0.6248% | N | 7346.113 | 42.15% | Projects in progress
BCH | BCH 508 |  | 84% | 12.76% | 3.235% | N | 3278.354 | 32.94% | Projects in progress
BCH | BCH 509 |  | 97.69% | 2.021% | 0.2888% | N | 12698.869 | 52.1% | Projects in progress
BCH | BCH 511R |  | N/A | N/A | N/A | N/A | N/A | N/A | Projects in progress
BCH | BCH 514 |  | 0.1898% | 73.81% | 26% | N | 2511.77 | 16.32% | Projects in progress
BCH | BCH 516 |  | 96.06% | 2.977% | 0.9621% | N | 5034.477 | 28.5% | Projects in progress
BCH | BCH 518 |  | 92.83% | 5.459% | 1.708% | N | 6650.919 | 39.13% | Projects in progress
BCT | BCT 504 |  | 97.81% | 1.78% | 0.408% | N | 4130.516 | 38.17%
BCT | BCT 505 |  | 33.91% | 53.63% | 12.46% | N | 1053.077 | 17.51%
BCT | BCT 536 |  | 80.47% | 14.64% | 4.898% | N | 3472.813 | 39.48%
BEL | BEL 502 |  | 84.69% | 9.305% | 6.007% | N | 1297.646 | 27.21%
BEL | BEL 504F |  | 90.49% | 7.789% | 1.722% | N | 3661.363 | 19.18%
BEL | BEL 504R |  | 47.73% | 36.36% | 15.91% | N | 400.147 | 11.36%
BEL | BEL 505 |  | 84.11% | 12.43% | 3.459% | N | 747.82 | 13.95%
BEL | BEL 508 |  | 87.82% | 8.659% | 3.52% | N | 1935.755 | 20%
BEL | BEL 510 |  | 45.31% | 38.12% | 16.57% | N | 745.376 | 14.77%
BEL | BEL 511 |  | 89.96% | 9.329% | 0.7067% | N | 975.922 | 17.39%
BEL | BEL 514 |  | 93.23% | 5.62% | 1.153% | N | 1558.574 | 17.39%
BEL | BEL 517 |  | 95.37% | 4.375% | 0.2536% | N | 1939.383 | 29.55%
BIB | BIB 504 |  | 93.93% | 4.904% | 1.168% | N | 2266.372 | 22.93%
BIB | BIB 505 |  | 89.9% | 8.013% | 2.083% | N | 5042.306 | 41.91%
BIB | BIB 507 |  | 96.95% | 2.637% | 0.4096% | N | 6289.751 | 39.5%
BIB | BIB 508 |  | 0.4405% | 74.89% | 24.67% | N | 1352.44 | 12.78%
BIB | BIB 536 |  | 86.1% | 9.728% | 4.169% | N | 3002.847 | 39.99%
BIB | BIB 537 |  | 54.57% | 41.01% | 4.421% | N | 1231.177 | 24.85%
BIB | BIB 539 |  | 90.83% | 7.856% | 1.309% | N | 7291.679 | 35.67%
BIB | BIB 540 |  | 96.93% | 2.003% | 1.068% | N | 3611.567 | 36.89%
BTY | BTY 502 |  | 81.03% | 18.97% | 0% | N | 104.299 | 20.69%
BTY | BTY 503 |  | 82.55% | 13.62% | 3.829% | N | 2387.446 | 21.01%
BTY | BTY 504 |  | 30.77% | 15.38% | 53.85% | N | 38.2 | 15.38%
BTY | BTY 508 |  | 95.6% | 3.736% | 0.6683% | N | 4547.418 | 33.57%
BTY | BTY 535 |  | 82.79% | 13.54% | 3.677% | N | 1365.616 | 15.1%
BTY | BTY 536 |  | 0% | 0% | 100% | N | - | -
BTY | BTY 537 |  | 86.57% | 11.23% | 2.201% | N | 2707.983 | 17.51%
BYF | BYF 503F |  | 82.53% | 13.36% | 4.116% | N | 2838.56 | 36.97% | Projects in progress
BYF | BYF 503R |  | 97.58% | 2.04% | 0.3757% | N | 4536.231 | 53.68% | Projects in progress
BYF | BYF 504 |  | 97.49% | 1.908% | 0.6006% | N | 13540.908 | 52.04% | Projects in progress
BYF | BYF 505 |  | 89.45% | 7.943% | 2.608% | N | 5234.242 | 56.19% | Projects in progress
BYF | BYF 508 |  | 89.76% | 7.001% | 3.236% | N | 3368.496 | 47.69% | Projects in progress
BYF | BYF 510 |  | 94.46% | 4.618% | 0.9236% | N | 3884.752 | 37.66% | Projects in progress
BYF | BYF 515F |  | 97.73% | 1.687% | 0.5828% | N | 7338.965 | 47.15% | Projects in progress
BYF | BYF 515R |  | 92.82% | 5.968% | 1.21% | N | 3257.613 | 52.66% | Projects in progress
BYF | BYF 523 |  | 88.3% | 9.144% | 2.551% | N | 6599.129 | 48.23% | Projects in progress
BYF | BYF 524 |  | N/A | N/A | N/A | N/A | N/A | N/A | Projects in progress
BYF | BYF 527 |  | 93.16% | 5.669% | 1.175% | N | 4024.903 | 22.63% | Projects in progress
CC | CC 501 |  | 93.18% | 5.77% | 1.053% | N | 9572.795 | 42.2%
CC | CC 502 |  | 96.61% | 2.822% | 0.5644% | N | 2218.133 | 43.74%
CC | CC 505 |  | 5.263% | 47.37% | 47.37% | N | 90 | 10.53%
CC | CC 507 |  | 97.44% | 2.079% | 0.4821% | N | 7306.315 | 50.17%
CC | CC 509 |  | 0% | 39.78% | 60.22% | N | 1259.55 | 20.97%
CC | CC 510 |  | 0% | 33.33% | 66.67% | N | 97.2 | 33.33%
CC | CC 515 |  | 95.25% | 3.81% | 0.9364% | N | 6892.645 | 49.08%
CC | CC 516 |  | 0% | 36.11% | 61.11% | Y | 235 | 25%
CK | CK 301F |  | 86.33% | 11.14% | 2.536% | N | 868.696 | 19.63%
CK | CK 301R |  | 0% | 72.73% | 27.27% | N | 75 | 4.545%
CK | CK 303F |  | 43.78% | 46.54% | 9.677% | N | 165.079 | 6.452%
CK | CK 303R |  | 72.49% | 21.19% | 6.32% | N | 257.8 | 14.87%
CK | CK 305F |  | 0% | 74.29% | 25.71% | N | 188 | 5.714%
CK | CK 305R |  | 29.36% | 54.89% | 15.74% | N | 108.33 | 2.979%
CK | CK 307F |  | 60.86% | 31% | 8.143% | N | 418.59 | 1.714%
CK | CK 307R |  | 55.03% | 29.59% | 15.38% | N | 108.58 | 5.325%
CK | CK 311F |  | 63.12% | 22.7% | 14.18% | N | 349.4 | 4.255%
CK | CK 313F |  | 83.75% | 14.58% | 1.667% | N | 47 | 4.167%
CK | CK 316F |  | 21.57% | 55.88% | 22.55% | N | 148.12 | 2.941%
CK | CK 316R |  | 40.54% | 46.62% | 12.84% | N | 133.2 | 4.73%
CK | CK 337F |  | 64.24% | 28.97% | 6.793% | N | 845.085 | 12.69%
CK | CK 337R |  | 80.23% | 13.95% | 5.814% | N | - | -
CK | CK 339F |  | 53.91% | 34.78% | 11.3% | N | 15 | 0.8696%
CK | CK 339R |  | 88.24% | 11.76% | 0% | N | - | -
CK | CK 341F |  | 22.5% | 57.5% | 20% | N | 122.8 | 3.333%
CK | CK 341R |  | 92% | 7.28% | 0.72% | N | 1553.07 | 26.4%
CK | CK 343F |  | 82.12% | 14.32% | 3.561% | N | 977.997 | 13.18%
CK | CK 343R |  | 83.04% | 12.46% | 4.498% | N | 598.414 | 17.47%
CK | CK 347F |  | 33.33% | 49.61% | 17.05% | N | 82.8 | 0.7752%
CK | CK 347R |  | 81.72% | 10.75% | 7.527% | N | 10.14 | 0.5376%
CK | CK 349F |  | 42.27% | 49.48% | 8.247% | N | 48.5 | 4.124%
CK | CK 349R |  | 49.46% | 31.52% | 19.02% | N | 12.5 | 0.5435%
CK | CK 352F |  | 43.21% | 45.06% | 11.73% | N | 142.5 | 2.469%
CK | CK 352R |  | 67.92% | 24.72% | 7.366% | N | 260.654 | 3.87%
CK | CK 354F |  | 41.65% | 49.61% | 8.74% | N | 340.31 | 6.041%
CK | CK 354R |  | 58.72% | 30.96% | 10.32% | N | 140.27 | 1.876%
CKN | CKN 504 |  | 94.75% | 3.066% | 2.185% | N | 4884.72 | 37.81% | Projects in progress
CKN | CKN 505 |  | 59.83% | 32.48% | 7.692% | N | 1030.109 | 43.16% | Projects in progress
CKN | CKN 507 |  | 90.81% | 7.146% | 2.048% | N | 8414.671 | 40.06% | Projects in progress
CKN | CKN 508 |  | 97.07% | 1.863% | 1.068% | N | 8101.92 | 50.68% | Projects in progress
CKN | CKN 536 |  | 97.28% | 1.671% | 1.048% | N | 6303.853 | 43.1% | Projects in progress
CKN | CKN 539 |  | 97.45% | 1.82% | 0.7279% | N | 3355.144 | 34.09% | Projects in progress
CKN | CKN 540 |  | 95.99% | 2.409% | 1.598% | N | 7357.98 | 40.03% | Projects in progress
CL | CL 303 |  | 89.2% | 9.003% | 1.801% | N | 622.981 | 16.9%
CL | CL 304 |  | 88.96% | 8.752% | 2.283% | N | 983.89 | 14.76%
CL | CL 305 |  | 86.86% | 10.78% | 2.36% | N | 1298.75 | 19.98%
CL | CL 306 |  | 58.76% | 37.67% | 3.568% | N | 139.6 | 1.154%
CL | CL 311 |  | 90.35% | 8.604% | 1.049% | N | 1686.439 | 19.1%
CL | CL 312F |  | 89.79% | 7.974% | 2.235% | N | 1729.045 | 17.12%
CL | CL 312R |  | N/A | N/A | N/A | N/A | N/A | N/A
CL | CL 315 |  | 87.04% | 11.14% | 1.82% | N | 1127.235 | 10.87%
CL | CL 316 |  | 78.49% | 18.36% | 3.156% | N | 291.33 | 1.329%
COL | COL 304 |  | 93.14% | 5.697% | 1.167% | N | 1656.362 | 22.31%
COL | COL 305 |  | 91.44% | 7.192% | 1.37% | N | 199.11 | 17.12%
COL | COL 307 |  | 86.54% | 11.39% | 2.071% | N | 734.09 | 17.72%
COL | COL 308 |  | 75.99% | 14.8% | 9.206% | N | 774.476 | 23.83%
COL | COL 316 |  | 94.03% | 5.572% | 0.4021% | N | 1219.132 | 15.85%
COL | COL 317 |  | 93.64% | 5.174% | 1.181% | N | 2587.709 | 26.32%
COL | COL 326 |  | 94.17% | 4.104% | 1.728% | N | 1358.035 | 25.92%
COL | COL 327 |  | 92.42% | 6.956% | 0.6271% | N | 1657.223 | 20.07%
COL | COL 335 |  | 91.97% | 6.486% | 1.544% | N | 1749.731 | 28.96%
COL | COL 337R |  | 92.06% | 6.982% | 0.9572% | N | 1070.26 | 14.81%
COL | COL 339 |  | 95.24% | 4.323% | 0.4411% | N | 3305.43 | 32.77%
COL | COL 340 |  | 90.11% | 8.736% | 1.149% | N | 1095.484 | 25.98%
CTE | CTE 302 |  | 91.34% | 6.061% | 2.597% | N | 1382.243 | 24.46%
CTE | CTE 304 |  | 90.87% | 8.493% | 0.6369% | N | 336.306 | 12.1%
CTE | CTE 306F |  | 84.68% | 12.26% | 3.064% | N | 863.465 | 19.03%
CTE | CTE 306R |  | 91.93% | 7.295% | 0.7747% | N | 1955.947 | 22.72%
CTE | CTE 309F |  | 85.54% | 10.58% | 3.877% | N | 1679.937 | 17.72%
CTE | CTE 309R |  | 80.13% | 15.82% | 4.04% | N | 245.038 | 16.5%
CTE | CTE 310 |  | 77.13% | 19.17% | 3.709% | N | 972.249 | 20.09%
CTE | CTE 317F |  | 91.09% | 7.985% | 0.9285% | N | 1004.941 | 15.6%
CTE | CTE 317R |  | 73.7% | 22.95% | 3.35% | N | 650.021 | 15.51%
CTE | CTE 318F |  | 90.65% | 8.194% | 1.16% | N | 1960.856 | 28.93%
CTE | CTE 318R |  | 96.15% | 2.308% | 1.538% | N | 315.404 | 19.62%
CTE | CTE 321F |  | 93.33% | 1.667% | 5% | N | 93.87 | 26.67%
CTE | CTE 321R |  | 75.61% | 17.53% | 6.86% | N | 1159.31 | 23.48%
CTE | CTE 322 |  | 89.75% | 8.358% | 1.897% | N | 1091.523 | 13.46%
CTE | CTE 324 |  | 94.21% | 4.813% | 0.9804% | N | 1420.088 | 26.11%
CTE | CTE 326F |  | 95.84% | 3.52% | 0.64% | N | 1264.721 | 32.48%
CVE | CVE 501 |  | 97.62% | 2.108% | 0.2672% | N | 5024.855 | 36.88%
CVE | CVE 502 |  | 92.2% | 5.796% | 2.006% | N | 2962.149 | 29.65%
CVE | CVE 503 |  | 96.92% | 2.784% | 0.2944% | N | 7043.287 | 45.64%
CVE | CVE 512F |  | 0% | 76.69% | 23.31% | N | 1767.35 | 19.26%
CVE | CVE 512R |  | 95.63% | 3.359% | 1.01% | N | 4512.544 | 29.74%
CVE | CVE 513 |  | 91.34% | 5.328% | 3.33% | N | 3972.338 | 41.2%
CVE | CVE 516 |  | 91.84% | 5.651% | 2.506% | N | 3931.722 | 43.69%
CVE | CVE 517 |  | 2.717% | 71.74% | 25.54% | N | 673.26 | 14.67%
CVE | CVE 522 |  | 0.5236% | 57.59% | 41.88% | N | 983.22 | 14.66%
CVE | CVE 524 |  | 9.091% | 56.82% | 34.09% | N | 65 | 4.545%
CVE | CVE 527 |  | 0% | 43.55% | 56.45% | N | 147.1 | 19.35%
CVE | CVE 529 |  | 0% | 9.091% | 90.91% | N | 159.6 | 13.64%
D | D 504 |  | 97.26% | 2.114% | 0.6219% | N | 1697.955 | 47.14%
D | D 516 |  | 93.62% | 5.097% | 1.288% | N | 3790.162 | 41.74%
D | D 517 |  | 96.36% | 3.062% | 0.5777% | N | 2982.802 | 36.22%
D | D 525 |  | 90.68% | 7.563% | 1.754% | N | 5154.34 | 37.19%
E | E 302F |  | 81.83% | 15.87% | 2.293% | N | 388.979 | 11.82%
E | E 302R |  | 36.33% | 50.48% | 13.18% | N | 78.64 | 3.215%
E | E 303F |  | 70.39% | 23.68% | 5.921% | N | 263.328 | 30.26%
E | E 303R |  | 86.76% | 8.893% | 4.348% | N | 586.994 | 27.08%
E | E 305 |  | 85.81% | 12.2% | 1.99% | N | 877.322 | 19.29%
E | E 309 |  | 50.8% | 33.6% | 15.6% | N | 138.639 | 4.6%
E | E 310 |  | 82.6% | 13.45% | 3.955% | N | 1323.194 | 11.91%
E | E 311F |  | 32.53% | 48.39% | 19.09% | N | 222.175 | 4.57%
E | E 316 |  | 91.81% | 7.074% | 1.115% | N | 2739.681 | 24.61%
FFD | FFD 501 |  | 0% | 18.18% | 81.82% | N | 261.36 | 18.18%
FFD | FFD 504 |  | N/A | N/A | N/A | N/A | N/A | N/A
FFD | FFD 506 |  | 96.54% | 2.781% | 0.6742% | N | 6445.471 | 40.73%
FFD | FFD 517 |  | 8.537% | 40.24% | 51.22% | N | 420.47 | 15.85%
FFD | FFD 525 |  | 0% | 54.29% | 45.71% | N | 161.51 | 11.43%
FFD | FFD 536 |  | 94.18% | 4.375% | 1.447% | N | 4784.183 | 38.11%
FFD | FFD 537 |  | 0% | 75% | 25% | N | - | -
G | G 502 |  | 87.01% | 9.71% | 3.284% | N | 3138.566 | 25.46%
G | G 504 |  | 90.68% | 7.3% | 2.018% | N | 5226.91 | 31.36%
G | G 506 |  | 98.03% | 1.757% | 0.2129% | N | 7033.069 | 46.66%
G | G 508 |  | 92.66% | 6.465% | 0.8722% | N | 2964.194 | 32.89%
G | G 514 |  | 96.78% | 2.604% | 0.6167% | N | 7152.997 | 37.99%
G | G 515 |  | 94.07% | 4.549% | 1.381% | N | 5932.85 | 42.28%
G | G 518 |  | 97.16% | 2.315% | 0.5261% | N | 4660.077 | 40.09%
G | G 520 |  | 84.96% | 12.66% | 2.375% | N | 1687.269 | 26.56%
G | G 522 |  | 94.8% | 4.647% | 0.5492% | N | 3069.216 | 31.47%
H | H 502 |  | 96.43% | 3.157% | 0.4109% | N | 6998.169 | 31.64%
H | H 504 |  | 0.6803% | 64.97% | 34.35% | N | 1623.125 | 15.31%
H | H 508 |  | 87.56% | 9.916% | 2.521% | N | 2449.921 | 29.47%
H | H 510 |  | 0% | 42.86% | 57.14% | N | 143.2 | 19.05%
H | H 511 |  | 81.7% | 14.83% | 3.476% | N | 4591.474 | 26.43%
H | H 514 | Medium Priority Network | 92.93% | 5.304% | 1.768% | N | 4632.624 | 29.28% | GOOD/CURRENT OPPORTUNITY: NCESS Pilot Feeder | 1718.1385
H | H 516 |  | 56.09% | 36.55% | 7.358% | N | 1993.445 | 16.71%
H | H 517 |  | 85.62% | 10.6% | 3.785% | N | 2806.938 | 27.13%
HBK | HBK 504 |  | 96.15% | 3.147% | 0.7072% | N | 7473.531 | 53.29% | Projects in progress
HBK | HBK 505R |  | 97.5% | 1.955% | 0.5408% | N | 6053.289 | 54.24% | Projects in progress
HBK | HBK 507 |  | 91.69% | 6.281% | 2.03% | N | 5534.941 | 47.84% | Projects in progress
HBK | HBK 508 |  | 98.1% | 1.493% | 0.4071% | N | 6418.652 | 50% | Projects in progress
HBK | HBK 536 |  | 99.04% | 0.7963% | 0.1659% | N | 6805.705 | 49.77% | Projects in progress
HBK | HBK 537 |  | 98.13% | 1.26% | 0.6082% | N | 5083.009 | 50.74% | Projects in progress
HBK | HBK 539F |  | 96.21% | 2.959% | 0.8272% | N | 7524.515 | 50.02% | Projects in progress
HBK | HBK 539R |  | 88.12% | 7.95% | 3.927% | N | 1324.474 | 31.03% | Projects in progress
HZM | HZM 504 |  | 96.15% | 3.458% | 0.3904% | N | 4134.972 | 49.8%
HZM | HZM 505 |  | 83.76% | 10.13% | 6.109% | N | 2675.965 | 45.34%
HZM | HZM 507 |  | 94.58% | 4.175% | 1.241% | N | 6339.388 | 49.19%
HZM | HZM 508 |  | N/A | N/A | N/A | N/A | N/A | N/A
JDP | JDP 504 |  | 94.9% | 3.84% | 1.261% | N | 3396.55 | 43.84%
JDP | JDP 505 |  | 97.88% | 1.478% | 0.638% | N | 8003.63 | 55%
JDP | JDP 507 |  | 96.15% | 2.948% | 0.907% | N | 1061.418 | 29.48%
JDP | JDP 508 |  | 68.21% | 25.86% | 5.927% | N | 421.814 | 5.603%
JDP | JDP 536 |  | 98.36% | 1.386% | 0.2554% | N | 7041.793 | 55.24%
JDP | JDP 539 |  | 44.42% | 44.88% | 10.7% | N | 1833.787 | 31.28%
JDP | JDP 540 |  | 98.09% | 1.39% | 0.5213% | N | 1876.205 | 39.18%
JTE | JTE 302F |  | 80.25% | 14.69% | 5.055% | N | 242.899 | 7.899%
JTE | JTE 302R | Medium Priority Network | 82.71% | 12.05% | 5.237% | N | 192.75 | 1.33% | GOOD/CURRENT OPPORTUNITY | 3511.514
JTE | JTE 304 |  | 89.48% | 7.931% | 2.586% | N | 536.97 | 16.9%
JTE | JTE 306R |  | 80.13% | 14.4% | 5.464% | N | 33 | 0.3311%
JTE | JTE 307F |  | 89.88% | 5.469% | 4.649% | N | 62.2 | 0.3646%
JTE | JTE 310 | Medium Priority Network | 88.43% | 8.999% | 2.571% | N | 894.687 | 9.614% | GOOD/CURRENT OPPORTUNITY | 1312.6733
JTE | JTE 312 |  | 90.45% | 7.735% | 1.812% | N | 1133.093 | 14.29%
JTE | JTE 315F | Medium Priority Network | 74.87% | 12.83% | 12.3% | N | 186 | 1.872% | GOOD/CURRENT OPPORTUNITY | 2235.4831
JTE | JTE 321F | Medium Priority Network | 78.51% | 17.07% | 4.421% | N | 1434.749 | 10.06% | GOOD/CURRENT OPPORTUNITY | 2655.8709
JTE | JTE 323F | Medium Priority Network | 82.02% | 14.37% | 3.609% | N | 1173.218 | 14.63% | GOOD/CURRENT OPPORTUNITY | 4023.7877
JTE | JTE 325F | Medium Priority Network | 89.12% | 9.256% | 1.626% | N | 1103.92 | 13.2% | GOOD/CURRENT OPPORTUNITY | 1699.5468
JTE | JTE 325R |  | 90.41% | 5.233% | 4.36% | N | 9.8 | 0.5814%
JTE | JTE 327F |  | 88.16% | 7.895% | 3.947% | N | 60 | 1.316%
JTE | JTE 330F | Medium Priority Network | 89.44% | 9.405% | 1.152% | N | 469 | 8.061% | GOOD/CURRENT OPPORTUNITY | 934.6851
JTE | JTE 332F | Medium Priority Network | 68.1% | 24.05% | 7.857% | N | 423.879 | 2.5% | GOOD/CURRENT OPPORTUNITY | 360.7653
JTE | JTE 335F | Medium Priority Network | 76.71% | 14.36% | 8.932% | N | 265.5 | 5.604% | GOOD/CURRENT OPPORTUNITY | 2546.5531
JTE | JTE 335R |  | 0% | 33.33% | 66.67% | N | - | -
JTE | JTE 337F | Medium Priority Network | 93.62% | 5.825% | 0.5532% | N | 2395.761 | 17.25% | GOOD/CURRENT OPPORTUNITY | 3412.0672
JTE | JTE 337R |  | 74.39% | 13.15% | 12.46% | N | 149.8 | 1.038%
K | K 502 |  | 71.3% | 24.62% | 4.086% | N | 2850.163 | 35.44%
K | K 504 |  | 94.02% | 4.755% | 1.223% | N | 5470.929 | 38.65%
K | K 507 |  | 94.95% | 4.08% | 0.9686% | N | 5971.757 | 41%
K | K 515 |  | 96.63% | 2.716% | 0.6584% | N | 1893.208 | 36.79%
K | K 517 |  | 93.23% | 5.541% | 1.231% | N | 4852.895 | 42.12%
K | K 520 |  | 73.8% | 20.62% | 5.577% | N | 1572.481 | 35.67%
KDL | KDL 504 |  | 0% | 48.05% | 51.95% | N | 411.4 | 12.99%
KDL | KDL 505 |  | 0% | 46.24% | 53.76% | N | 727 | 15.61%
KDL | KDL 507 |  | 0% | 27.27% | 72.73% | N | 135.8 | 15.15%
KDL | KDL 536 |  | 1.562% | 21.88% | 76.56% | N | 316.1 | 12.5%
KDL | KDL 539 |  | 78.94% | 17.41% | 3.643% | N | 3606.485 | 24.74%
KDL | KDL 540 |  | 85.34% | 9.068% | 5.593% | N | 1878.095 | 28.73%
LDE | LDE 502 | High Priority Network | 97.61% | 1.626% | 0.7589% | N | 6393.988 | 51.68% | No Current Opportunity | 2342.024
LDE | LDE 503 | High Priority Network | 97.81% | 1.721% | 0.4692% | N | 6793.16 | 39.47% | No Current Opportunity | 2368.5556
LDE | LDE 505 |  | 1.794% | 82.21% | 15.99% | N | 2274.272 | 14.8%
LDE | LDE 510 | High Priority Network | 97.42% | 1.885% | 0.6926% | N | 6826.909 | 58.14% | No Current Opportunity | 2237.0835
LDE | LDE 511 |  | 0.5666% | 91.78% | 7.649% | N | 638.245 | 11.33%
LDE | LDE 519 | High Priority Network | 96.16% | 3.115% | 0.7232% | N | 6266.976 | 41.59% | No Current Opportunity | 1407.6193
LDE | LDE 520 | High Priority Network | 91.46% | 7.354% | 1.183% | N | 4523.122 | 42.1% | No Current Opportunity | 896.28
LDE | LDE 523 | High Priority Network | 95.84% | 2.914% | 1.243% | N | 4597.083 | 42.39% | No Current Opportunity | 3205.0578
LDE | LDE 525 | High Priority Network | 96.49% | 2.564% | 0.9447% | N | 5652.908 | 37.92% | No Current Opportunity | 1824.8134
LDE | LDE 526 | High Priority Network | 97.32% | 2.106% | 0.5692% | N | 7167.987 | 47.92% | No Current Opportunity | 2796.0865
MA | MA 301F | Medium Priority Network | 95.21% | 4.045% | 0.7491% | N | 1845.667 | 27.87% | EMERGING OPPORTUNITY | 299.2298
MA | MA 301R |  | 93.09% | 5.346% | 1.565% | N | 280.874 | 5.085%
MA | MA 302F | Medium Priority Network | 96.93% | 2.662% | 0.4096% | N | 2225.991 | 32.29% | EMERGING OPPORTUNITY | 2257.9738
MA | MA 302R | Medium Priority Network | 95.28% | 4.403% | 0.3173% | N | 1824.267 | 16.46% | EMERGING OPPORTUNITY | 1522.5315
MA | MA 304F | Medium Priority Network | 92% | 6.862% | 1.134% | N | 1671.736 | 21.24% | EMERGING OPPORTUNITY | 464.2348
MA | MA 304R | Medium Priority Network | 93.46% | 6.091% | 0.4442% | N | 1301.035 | 14.85% | EMERGING OPPORTUNITY | 38.7214
MA | MA 305 |  | 83.26% | 14.04% | 2.7% | N | 353.78 | 4.05%
MA | MA 307 | Medium Priority Network | 91.61% | 7.143% | 1.252% | N | 1228.905 | 20.62% | EMERGING OPPORTUNITY | 1088.913
MA | MA 308 |  | 96.69% | 3.315% | 0% | N | 1442.494 | 19.94%
MCE | MCE 306 |  | 0% | 0% | 100% | N | 82.8 | 100%
MCE | MCE 307 |  | 82.5% | 15.3% | 2.2% | N | 371.309 | 6.4%
MCE | MCE 314 |  | 92.46% | 6.619% | 0.9165% | N | 1448.763 | 23.01%
MCE | MCE 316 |  | 81.96% | 14.06% | 3.979% | N | 92.4 | 3.979%
MCE | MCE 330R |  | 81.73% | 14.94% | 3.321% | N | 400.01 | 11.07%
MCE | MCE 331R |  | 80.1% | 17.07% | 2.827% | N | 1265.122 | 23.46%
MCE | MCE 333R |  | 93.16% | 5.658% | 1.184% | N | 1163.35 | 26.58%
MCE | MCE 334R |  | 71.06% | 25.64% | 3.295% | N | 738.662 | 17.91%
MCE | MCE 336 |  | 86.31% | 10.71% | 2.979% | N | 1814.594 | 26.01%
MDN | MDN 504 |  | 78.95% | 17.54% | 3.516% | N | 3447.269 | 28.82%
MDN | MDN 505 |  | 96.34% | 2.792% | 0.8679% | N | 3575.364 | 31.28%
MDN | MDN 507 |  | 69.09% | 25.96% | 4.949% | N | 1877.621 | 29.7%
MDN | MDN 508R |  | 90.46% | 7.685% | 1.856% | N | 7572.374 | 44.42%
MED | MED 504 |  | 0% | 39.13% | 60.87% | N | 532.2 | 19.57%
MED | MED 507 |  | 93.47% | 5.371% | 1.161% | N | 7263.4 | 36.09%
MED | MED 508 |  | 94.09% | 3.938% | 1.969% | N | 1747.048 | 38.65%
MED | MED 511 |  | 97.02% | 2.213% | 0.771% | N | 5940.438 | 46.2%
MED | MED 513 |  | 97.67% | 1.849% | 0.4795% | N | 5941.243 | 45.62%
MED | MED 517 |  | 0% | 16.67% | 83.33% | N | 749 | 22.22%
MED | MED 522 |  | 85.95% | 10.71% | 3.335% | N | 2609.599 | 25.62%
MED | MED 524 |  | 96.09% | 3.21% | 0.7% | N | 8230.126 | 43.71%
MED | MED 526 |  | 93.78% | 4.414% | 1.802% | N | 5155.316 | 44.46%
MH | MH 501F |  | 96.55% | 2.371% | 1.078% | N | 1501.614 | 39.66% | Projects in progress
MH | MH 501R |  | 96.03% | 3.184% | 0.7825% | N | 6563.095 | 43.17% | Projects in progress
MH | MH 502 |  | 97.08% | 2.383% | 0.5323% | N | 6680.357 | 41.09% | Projects in progress
MH | MH 504 |  | 95.21% | 3.917% | 0.8775% | N | 5428.003 | 40.83% | Projects in progress
MH | MH 509 |  | 94.31% | 4.267% | 1.422% | N | 8529.843 | 44.97% | Projects in progress
MH | MH 512 |  | 95.69% | 3.476% | 0.8389% | N | 7823.274 | 46.84% | Projects in progress
MH | MH 515 |  | 93.74% | 3.959% | 2.299% | N | 772.213 | 25.16% | Projects in progress
MH | MH 520 |  | 95.06% | 4.038% | 0.8973% | N | 3136.491 | 34.2% | Projects in progress
MH | MH 521 |  | 94.78% | 4.673% | 0.5512% | N | 5682.294 | 31.97% | Projects in progress
MH | MH 522 |  | 80.79% | 16.45% | 2.765% | N | 3619.213 | 18.98% | Projects in progress
MJ | MJ 503 |  | N/A | N/A | N/A | N/A | N/A | N/A
MJ | MJ 504F |  | 84.12% | 9.122% | 6.757% | N | 288.58 | 13.18%
MJ | MJ 504R |  | 75.38% | 19.12% | 5.495% | N | 803.11 | 16.37%
MJ | MJ 506 |  | 81.6% | 15.12% | 3.274% | N | 1779.801 | 17%
MJ | MJ 508F |  | 80.6% | 15.38% | 4.018% | N | 5145.37 | 29.11%
MJ | MJ 510 |  | 90.84% | 7.55% | 1.606% | N | 6963.154 | 36.76%
MJ | MJ 514F |  | 77.51% | 17.75% | 4.734% | N | 1135.996 | 25.33%
MJ | MJ 514R |  | 60.58% | 30.77% | 8.654% | N | 49 | 5.769%
MJ | MJ 515 |  | 0% | 14.29% | 85.71% | N | - | -
MJ | MJ 528 |  | 91.24% | 7.563% | 1.198% | N | 2539.411 | 21.56%
MJ | MJ 537 |  | 98.38% | 1.525% | 0.09334% | N | 6240.689 | 44.65%
MJ | MJ 538 |  | 72.72% | 21.34% | 5.945% | N | 2157.744 | 32.7%
MLG | MLG 510 |  | 73.06% | 21.21% | 5.724% | N | 3119.647 | 29.97% | Projects in progress
MLG | MLG 524 |  | 0.4458% | 80.24% | 19.32% | N | 1873.473 | 12.33% | Projects in progress
MLG | MLG 527 |  | 97.08% | 2.71% | 0.2151% | N | 4361.151 | 40.26% | Projects in progress
MLG | MLG 543 |  | 93.63% | 4.591% | 1.777% | N | 5026.07 | 34.36% | Projects in progress
MLG | MLG 546 |  | 64.87% | 29.7% | 5.431% | N | 3968.842 | 33.12% | Projects in progress
MLG | MLG 547 |  | 79.6% | 15.62% | 4.78% | N | 5992.417 | 37.96% | Projects in progress
MO | MO 337F | High Priority Network | 91.98% | 6.934% | 1.085% | N | 2059.209 | 21.84% | GOOD/CURRENT OPPORTUNITY: NCESS Pilot Feeder | 2021.2677
MO | MO 337R | High Priority Network | 89.58% | 7.995% | 2.423% | N | 1673.686 | 22.11% | No Current Opportunity | 684.9572
MO | MO 338F | High Priority Network | 93.51% | 5.281% | 1.21% | N | 1883.922 | 23.93% | No Current Opportunity | 285.1164
MO | MO 338R |  | 88.95% | 10.01% | 1.043% | N | 1475.503 | 18.35%
MO | MO 340 | High Priority Network | 95.14% | 4.065% | 0.7933% | N | 2650.85 | 30.24% | No Current Opportunity | 2596.1413
MO | MO 341 | High Priority Network | 92.82% | 5.334% | 1.849% | N | 1638.523 | 24.32% | No Current Opportunity | 335.6326
MO | MO 354F |  | 65.83% | 27.39% | 6.784% | N | 490.089 | 12.31%
MO | MO 354R | High Priority Network | 94.58% | 4.292% | 1.13% | N | 1849.416 | 27.94% | No Current Opportunity | 3502.6351
MO | MO 355 |  | 81.69% | 15% | 3.314% | N | 1306.571 | 18.97%
MO | MO 357 | High Priority Network | 95.38% | 3.752% | 0.8658% | N | 1149.379 | 19.62% | No Current Opportunity | 1387.5308
MO | MO 361 | High Priority Network | 94.08% | 5.105% | 0.8167% | N | 2418.213 | 28.08% | No Current Opportunity | 1606.4961
MO | MO 362 | High Priority Network | 95.11% | 3.467% | 1.428% | N | 1912.892 | 25.56% | No Current Opportunity | 604.9216
MO | MO 370 | High Priority Network | 96.08% | 3.501% | 0.418% | N | 1881.042 | 23.82% | No Current Opportunity | 2597.0379
MO | MO 371 |  | 6.78% | 75.42% | 17.8% | N | 135.78 | 7.627%
MSR | MSR 506 |  | 0% | 39.53% | 60.47% | N | 170 | 11.63%
MSR | MSR 507 |  | 0% | 50.78% | 49.22% | N | 1040.88 | 14.84%
MSR | MSR 528 |  | 0% | 0% | 100% | N | - | -
MSS | MSS 504 |  | 97.37% | 2.266% | 0.3605% | N | 7882.307 | 47.98% | Projects in progress
MSS | MSS 505 |  | 97.4% | 1.941% | 0.6586% | N | 6731.798 | 48.42% | Projects in progress
MSS | MSS 508 |  | 96.55% | 2.76% | 0.6901% | N | 9540.877 | 47.27% | Projects in progress
MSS | MSS 529 |  | 95.31% | 3.705% | 0.9879% | N | 8515.301 | 46.73% | Projects in progress
MSS | MSS 530 |  | 84% | 13.38% | 2.62% | N | 6756.4 | 44.04% | Projects in progress
MSS | MSS 536 |  | 97.35% | 2.154% | 0.5009% | N | 8579.169 | 48.66% | Projects in progress
MSS | MSS 540 |  | 87.42% | 10.46% | 2.127% | N | 3961.684 | 19.96% | Projects in progress
MUC | MUC 505 | Medium Priority Network | 80.28% | 15.45% | 4.265% | N | 2341.098 | 38.58% | EMERGING OPPORTUNITY | 2532.4249
MUC | MUC 510 | Medium Priority Network | 85.93% | 11.64% | 2.429% | N | 5811.077 | 48.76% | EMERGING OPPORTUNITY | 3183.1833
MUC | MUC 511 |  | 36.36% | 21.21% | 42.42% | N | 8 | 6.061%
MUC | MUC 536 | Medium Priority Network | 91.94% | 6.378% | 1.686% | N | 5125.272 | 48.56% | EMERGING OPPORTUNITY | 1768.6209
MUC | MUC 537 |  | 69.52% | 21.94% | 8.548% | N | 2448.448 | 36.35%
MUL | MUL 503 |  | 98.4% | 1.305% | 0.2966% | N | 6201.663 | 44.19%
MUL | MUL 504F |  | 93.84% | 3.491% | 2.669% | N | 1576.909 | 38.91%
MUL | MUL 507 |  | 52.83% | 41.47% | 5.707% | N | 3274.28 | 27.07%
MUL | MUL 509 |  | 94.78% | 3.952% | 1.266% | N | 6619.132 | 46.59%
MUL | MUL 510 |  | 77.78% | 14.01% | 8.213% | N | 1067.632 | 39.86%
MUL | MUL 515 |  | 96.72% | 1.9% | 1.382% | N | 1840.619 | 38.51%
MUL | MUL 518R |  | 97.16% | 2.032% | 0.8071% | N | 6220.93 | 40.16%
MUL | MUL 520F |  | 98.76% | 0.4944% | 0.7417% | N | 1456.573 | 43.88%
MUL | MUL 522 |  | 0% | 42.5% | 57.5% | N | 110.3 | 7.5%
MUR | MUR 504 |  | 96.57% | 2.284% | 1.142% | N | 1138.594 | 45.19%
MUR | MUR 507 |  | 95.21% | 3.127% | 1.663% | N | 3254.161 | 46.84%
MUR | MUR 524 |  | 92.26% | 5.283% | 2.453% | N | 2955.406 | 31.98%
MUR | MUR 525 |  | 0% | 28.57% | 71.43% | N | 65.1 | 28.57%
MUR | MUR 527 |  | 92.17% | 5.479% | 2.348% | N | 3095.16 | 43.25%
MYR | MYR 501 |  | 95.12% | 4.878% | 0% | N | 220.65 | 21.54%
MYR | MYR 504 |  | 85.16% | 12.2% | 2.639% | N | 2475.699 | 24.69%
MYR | MYR 505 |  | 93.81% | 5.479% | 0.7102% | N | 5093.852 | 33.65%
MYR | MYR 508 |  | 87.23% | 11.39% | 1.386% | N | 2626.139 | 23.51%
MYR | MYR 510 |  | 92.38% | 5.651% | 1.966% | N | 3438.735 | 36.12%
MYR | MYR 511 |  | 86.79% | 11.46% | 1.746% | N | 3460.621 | 31.07%
MYR | MYR 514 |  | 0% | 97.56% | 2.439% | N | 65.45 | 6.098%
NB | NB 501 |  | 97.19% | 2.417% | 0.3954% | N | 4563.432 | 46.18%
NB | NB 502 |  | 96.05% | 2.965% | 0.9884% | N | 3724.719 | 43.55%
NB | NB 504 |  | 94.22% | 4.571% | 1.207% | N | 3309.148 | 28.72%
NB | NB 508 |  | 96.31% | 3.376% | 0.3165% | N | 2952.763 | 35.07%
NB | NB 513 |  | 98.5% | 1.365% | 0.1365% | N | 2920.065 | 47.17%
NB | NB 514 |  | 94.83% | 3.996% | 1.178% | N | 3532.144 | 42.32%
NB | NB 518 |  | 92.86% | 6.025% | 1.118% | N | 4086.423 | 42.76%
NB | NB 519 | Medium Priority Network | 95.42% | 3.809% | 0.7747% | N | 5051.44 | 34.09% | GOOD/CURRENT OPPORTUNITY: NCESS Pilot Feeder | 1872.1367
NB | NB 520 | Low Priority Network | 98.47% | 1.313% | 0.2188% | N | 779.892 | 34.79% | GOOD/CURRENT OPPORTUNITY: NCESS Pilot Feeder | N/A
NP | NP 303 |  | 86.96% | 9.253% | 3.79% | N | 784.816 | 13.82%
NP | NP 305F | High Priority Network | 93.21% | 6.15% | 0.6378% | N | 2391.764 | 24.78% | No Current Opportunity | 2260.9625
NP | NP 305R | High Priority Network | 87.56% | 9.963% | 2.479% | N | 2009.294 | 14.88% | No Current Opportunity | 4289.6917
NP | NP 307F |  | 82.76% | 14.46% | 2.778% | N | 1168.965 | 18.63%
NP | NP 307R | High Priority Network | 93.67% | 5.651% | 0.6757% | N | 2499.015 | 30.22% | No Current Opportunity | 822.6584
NP | NP 309F | High Priority Network | 81.98% | 14.63% | 3.388% | N | 1957.766 | 15.55% | No Current Opportunity | 2139.2896
NP | NP 309R |  | 75.23% | 18.85% | 5.915% | N | 297.749 | 6.47%
NP | NP 310 |  | 32.54% | 51.04% | 16.42% | N | 381.9 | 8.955%
NP | NP 316 | High Priority Network | 78.28% | 17.17% | 4.548% | N | 1993.408 | 21.72% | No Current Opportunity | 1169.5243
NP | NP 317 | High Priority Network | 70.17% | 20.23% | 9.594% | N | 883.816 | 7.442% | No Current Opportunity | 1655.5543
NP | NP 319 | High Priority Network | 87.33% | 9.526% | 3.139% | N | 1473.77 | 15.14% | No Current Opportunity | 1516.8248
NP | NP 321 | High Priority Network | 87.98% | 10.11% | 1.913% | N | 1437.398 | 18.44% | No Current Opportunity | 706.4786
NP | NP 323 | High Priority Network | 74.23% | 18.06% | 7.709% | N | 388.127 | 7.379% | No Current Opportunity | 945.12
NP | NP 324F |  | 84.09% | 14.34% | 1.566% | N | 758.505 | 13.36%
NP | NP 324R | High Priority Network | 90.86% | 7.05% | 2.089% | N | 1097.806 | 27.81% | No Current Opportunity | 1053.3264
OC | OC 501 |  | 75.8% | 19.52% | 4.621% | Y | 2728.549 | 24.87%
OC | OC 504 |  | 92.12% | 6.386% | 1.495% | N | 778.695 | 27.45%
OC | OC 505 |  | 93.73% | 5.428% | 0.8449% | N | 5486.283 | 33.41%
OC | OC 508 |  | 89.42% | 8.764% | 1.813% | N | 3960.296 | 29.62%
OC | OC 510 |  | 42.81% | 44.95% | 12.23% | N | 562.658 | 17.74%
OC | OC 511 |  | 82.29% | 14.49% | 3.152% | Y | 3645.134 | 38.7%
OC | OC 516 |  | 55.99% | 37.97% | 6.047% | N | 3139.54 | 24.44%
OC | OC 517 |  | 95.63% | 3.666% | 0.7013% | N | 5127.715 | 38.32%
OP | OP 301R |  | 96.75% | 2.82% | 0.4338% | N | 893.803 | 41.43%
OP | OP 302R |  | 0% | 61.7% | 38.3% | N | 441.12 | 11.7%
OP | OP 305F |  | 0% | 69.88% | 30.12% | N | 1200.702 | 7.229%
OP | OP 305R |  | 93.83% | 5.063% | 1.108% | N | 476.702 | 12.5%
OP | OP 310R |  | 0.4785% | 65.55% | 33.97% | N | 606.49 | 10.53%
OP | OP 311F |  | 0% | 70.08% | 29.92% | N | 325.65 | 9.449%
OP | OP 323F |  | 92.45% | 5.644% | 1.908% | N | 798.982 | 15.42%
OP | OP 323R |  | 0% | 37.29% | 62.71% | N | 172.5 | 8.475%
OP | OP 324F |  | 92.1% | 6.66% | 1.24% | N | 2657.915 | 17.18%
OP | OP 324R |  | 0% | 54.02% | 45.98% | N | 182.12 | 8.046%
OP | OP 325 |  | 0% | 58.91% | 41.09% | N | 577.75 | 17.05%
OP | OP 327 |  | 0% | 74.58% | 25.42% | N | 190.13 | 15.25%
OP | OP 331R |  | 28.28% | 59.45% | 12.27% | N | 649.05 | 6.644%
OP | OP 332R |  | 0% | 50% | 50% | N | - | -
OP | OP 340F |  | 0.4608% | 70.51% | 29.03% | N | 981.317 | 19.35%
OP | OP 340R |  | 90.88% | 7.912% | 1.212% | N | 1913.335 | 25.02%
OP | OP 341F |  | 82.77% | 13.45% | 3.784% | N | 2476.66 | 33.57%
OP | OP 341R |  | 0.7042% | 67.61% | 31.69% | N | 287 | 11.27%
PBY | PBY 504 |  | 97.17% | 2.163% | 0.6694% | N | 4089.645 | 45.83% | Projects in progress
PBY | PBY 507 |  | 95.91% | 2.898% | 1.191% | N | 4527.132 | 40.61% | Projects in progress
PBY | PBY 508 |  | 98.65% | 1.179% | 0.1746% | N | 4898.53 | 47.05% | Projects in progress
PBY | PBY 516 |  | 96.32% | 2.611% | 1.067% | N | 4734.795 | 39.98% | Projects in progress
PBY | PBY 526 |  | 96.43% | 2.709% | 0.8618% | N | 5948.003 | 40.44% | Projects in progress
PBY | PBY 536 |  | 97.7% | 1.968% | 0.328% | N | 4232.298 | 38.74% | Projects in progress
PBY | PBY 537 |  | 93.69% | 4.369% | 1.937% | N | 4883.88 | 48.1% | Projects in progress
PBY | PBY 540 |  | 97.09% | 2.405% | 0.5053% | N | 8549.618 | 40.44% | Projects in progress
PNJ | PNJ 504 |  | 96.34% | 2.79% | 0.8679% | N | 3294.348 | 46.93% | Projects in progress
PNJ | PNJ 505 |  | 84.15% | 12.57% | 3.279% | N | 577.137 | 55.74% | Projects in progress
PNJ | PNJ 516 |  | 86.93% | 9.83% | 3.236% | N | 4955.944 | 42.52% | Projects in progress
PNJ | PNJ 517 |  | 91.48% | 6.959% | 1.56% | N | 6965.896 | 45.83% | Projects in progress
RO | RO 503 |  | 96.78% | 2.514% | 0.7047% | N | 5895.841 | 35.54%
RO | RO 504 |  | 94.25% | 5.364% | 0.3831% | N | 196.151 | 18.39%
RO | RO 507 |  | 76.04% | 18.83% | 5.125% | N | 1213.526 | 29.8%
RO | RO 509 |  | 97.92% | 1.938% | 0.1385% | N | 4260.885 | 38.35%
RO | RO 510 |  | 91.72% | 6.788% | 1.49% | N | 2076.267 | 28.09%
RO | RO 515 | Medium Priority Network | 82.59% | 14% | 3.412% | N | 1280.786 | 16.14% | GOOD/CURRENT OPPORTUNITY: NCESS Pilot Feeder | 1412.1055
RO | RO 519 |  | 55.15% | 38.46% | 6.388% | N | 2355.355 | 20.56%
RO | RO 521F |  | 2.841% | 76.7% | 20.45% | N | 489.3 | 9.659%
RO | RO 522 |  | 93.04% | 6.143% | 0.8222% | N | 5154.9 | 29.21%
RO | RO 523 |  | 97.81% | 1.641% | 0.547% | N | 7704.865 | 43.09%
RTN | RTN 502 | Medium Priority Network | 95.59% | 3.356% | 1.055% | N | 3585.226 | 41.32% | GOOD/CURRENT OPPORTUNITY | 2807.3892
RTN | RTN 505 | Medium Priority Network | 84.06% | 13.63% | 2.315% | N | 5409.302 | 32.81% | GOOD/CURRENT OPPORTUNITY | 3861.0461
RTN | RTN 506 | Medium Priority Network | 95.8% | 3.586% | 0.6129% | N | 5037.781 | 34.66% | GOOD/CURRENT OPPORTUNITY | 2703.9124
RTN | RTN 508 | Medium Priority Network | 96.04% | 2.827% | 1.137% | N | 5988.787 | 42.84% | GOOD/CURRENT OPPORTUNITY | 416.1782
RTN | RTN 515 |  | 96.61% | 2.886% | 0.5051% | N | 3161.39 | 41.56%
RTN | RTN 519 | Medium Priority Network | 90.82% | 7.31% | 1.875% | N | 4086.491 | 30.85% | GOOD/CURRENT OPPORTUNITY | 3292.5904
RTN | RTN 521 | Medium Priority Network | 97.49% | 2.203% | 0.306% | N | 6406.997 | 44.55% | GOOD/CURRENT OPPORTUNITY | 3264.9254
RTN | RTN 522 |  | 96.44% | 2.452% | 1.106% | N | 4182.449 | 47.45%
RVE | RVE 502 |  | 68.42% | 24.4% | 7.177% | N | 269.4 | 6.699%
RVE | RVE 503 |  | 79.44% | 14.23% | 6.334% | N | 3105.437 | 23.1%
RVE | RVE 507 |  | 92.25% | 4.225% | 3.521% | N | 34.9 | 1.408%
RVE | RVE 511 |  | 83.87% | 12.37% | 3.76% | N | 3295.799 | 17.14%
RVE | RVE 518 |  | 89.43% | 6.415% | 4.151% | N | 188.19 | 12.83%
RVE | RVE 519 |  | 89.93% | 8.321% | 1.75% | N | 4181.061 | 24.59%
RVE | RVE 523 |  | 85.81% | 11.32% | 2.87% | N | 2489.174 | 18.09%
RVE | RVE 524 |  | 85.31% | 12.6% | 2.09% | N | 2889.09 | 16.24%
RVE | RVE 526 |  | 89.86% | 6.562% | 3.579% | N | 1428.593 | 13.67%
SNR | SNR 504 |  | 95.69% | 3.082% | 1.226% | N | 5914.398 | 48.27% | Projects in progress
SNR | SNR 505 |  | 97.03% | 2.468% | 0.5071% | N | 7287.441 | 49.56% | Projects in progress
SNR | SNR 507 |  | 92.77% | 5.966% | 1.264% | N | 4978.293 | 47.67% | Projects in progress
SNR | SNR 508 |  | 97.95% | 1.647% | 0.4026% | N | 6977.867 | 56.19% | Projects in progress
SNR | SNR 516 |  | 92.11% | 6.492% | 1.397% | N | 7945.578 | 36.07% | Projects in progress
SNR | SNR 517 |  | 96.4% | 2.625% | 0.9779% | N | 5280.27 | 60.94% | Projects in progress
SNR | SNR 526 |  | 91.57% | 7.33% | 1.097% | N | 5150.911 | 28.67% | Projects in progress
SNR | SNR 527 |  | 9.565% | 79.13% | 11.3% | N | 229.78 | 10.43% | Projects in progress
SNR | SNR 537 |  | 97.77% | 1.735% | 0.4904% | N | 6935.193 | 59.34% | Projects in progress
SNR | SNR 539 |  | 90.95% | 7.388% | 1.658% | N | 7276.481 | 42.35% | Projects in progress
SNR | SNR 540 |  | 98.88% | 0.7721% | 0.3432% | N | 9225.942 | 56.62% | Projects in progress
SPK | SPK 332 |  | 88.43% | 8.632% | 2.938% | N | 1576.308 | 24.24%
SPK | SPK 334 |  | 0% | 60% | 40% | N | 20 | 30%
SPK | SPK 336 |  | 0% | 0% | 100% | N | - | -
SPK | SPK 337 |  | 91.4% | 6.989% | 1.613% | N | 1345.468 | 24.1%
SPK | SPK 338 |  | 84.5% | 13.45% | 2.047% | N | 726.017 | 13.26%
SPK | SPK 345F |  | 83.55% | 12.7% | 3.752% | N | 345.992 | 7.359%
SPK | SPK 345R |  | 73.53% | 17.65% | 8.824% | N | 321.12 | 29.41%
SPK | SPK 348 |  | 92.57% | 6.436% | 0.9935% | N | 2227.763 | 19.74%
SPK | SPK 349 |  | 89.68% | 7.968% | 2.347% | N | 1677.86 | 21.25%
SPK | SPK 350 |  | 90.95% | 7.825% | 1.22% | N | 2728.764 | 33.67%
SPK | SPK 362 |  | 92.97% | 5.934% | 1.099% | N | 2421.217 | 30.93%
SPK | SPK 364 |  | 93.89% | 4.188% | 1.92% | N | 557.077 | 19.55%
SPK | SPK 366 |  | 91.71% | 7.009% | 1.283% | N | 1694.064 | 34.55%
SPK | SPK 367 |  | N/A | N/A | N/A | N/A | N/A | N/A
SPK | SPK 368 |  | 0% | 75.76% | 24.24% | N | 129.68 | 21.21%
SPK | SPK 378 |  | 95.02% | 3.963% | 1.014% | N | 1874.004 | 33.18%
SPK | SPK 379 |  | 92.28% | 6.505% | 1.215% | N | 1659.202 | 26.52%
SPK | SPK 380 |  | 0% | 50% | 50% | N | - | -
SVY | SVY 507 |  | 92.7% | 6.253% | 1.051% | N | 3643.157 | 44.16%
SVY | SVY 517 |  | 90.98% | 7.62% | 1.403% | N | 4196.668 | 41.14%
SVY | SVY 526 |  | 41.67% | 37.5% | 20.83% | N | 26 | 12.5%
SVY | SVY 527 |  | 91% | 7.149% | 1.85% | N | 2142.529 | 38.77%
WAI | WAI 504 |  | 98.06% | 1.167% | 0.7777% | N | 2783.836 | 45.69% | Projects in progress
WAI | WAI 505 |  | 85.91% | 11.91% | 2.174% | N | 7374.08 | 45.26% | Projects in progress
WAI | WAI 507 |  | 97.5% | 1.941% | 0.5594% | N | 7492.842 | 56.66% | Projects in progress
WAI | WAI 516 |  | 97.85% | 1.653% | 0.4984% | N | 8151.795 | 47.74% | Projects in progress
WAI | WAI 526 |  | 97.81% | 1.776% | 0.4114% | N | 9257.331 | 47.53% | Projects in progress
WAI | WAI 527 |  | 98.04% | 1.399% | 0.5655% | N | 7579.998 | 55.8% | Projects in progress
WAI | WAI 536 |  | 95.9% | 3.011% | 1.089% | N | 3125.756 | 49.07% | Projects in progress
WAI | WAI 539F |  | 94.75% | 3.753% | 1.501% | N | 5214.731 | 43.12% | Projects in progress
WAI | WAI 540 |  | 96.54% | 2.59% | 0.8727% | N | 7718.419 | 47.07% | Projects in progress
WD | WD 301R |  | 94.42% | 4.1% | 1.481% | N | 1922.619 | 39.52%
WD | WD 302F |  | 96.8% | 2.897% | 0.2997% | N | 2158.133 | 46.25%
WD | WD 303F |  | 93.46% | 4.248% | 2.288% | N | 1350.371 | 38.07%
WD | WD 303R |  | 95.5% | 4.165% | 0.34% | N | 2667.503 | 24.86%
WD | WD 306F |  | 96.65% | 3.352% | 0% | N | 405.85 | 37.99%
WD | WD 306R |  | 99.16% | 0.8418% | 0% | N | 973.928 | 36.36%
WD | WD 336 |  | 93.72% | 4.884% | 1.395% | N | 2629.302 | 37.6%
WD | WD 337F |  | 93.54% | 5.323% | 1.141% | N | 2284.79 | 32.55%
WD | WD 339 |  | 94.1% | 5.128% | 0.7692% | N | 1350.219 | 26.67%
WD | WD 340F |  | 93.88% | 5.102% | 1.02% | N | 465.023 | 45.92%
WD | WD 340R |  | 96.52% | 2.899% | 0.5797% | N | 1283.432 | 35.22%
WE | WE 504 |  | 97.26% | 2.342% | 0.4014% | N | 6714.444 | 34.88%
WE | WE 505 |  | 86.15% | 6.325% | 7.526% | N | 4359.652 | 53.4%
WE | WE 508 |  | 0.5714% | 41.14% | 58.29% | N | 1096.289 | 15.43%
WE | WE 510 |  | 84.32% | 13.18% | 2.505% | N | 2631.489 | 14.26%
WE | WE 511 |  | 40.32% | 37.83% | 21.85% | N | 2161.627 | 18.29%
WE | WE 514 |  | 0% | 55.7% | 44.3% | N | 845 | 13.92%
WE | WE 519 |  | 93.71% | 4.211% | 2.076% | N | 5921.309 | 38.83%
WE | WE 523 |  | 79.99% | 13.57% | 6.449% | N | 3207.597 | 37.14%
WE | WE 524 |  | 90.69% | 7.639% | 1.667% | N | 2739.802 | 23.89%
WE | WE 525 |  | 0% | 61.72% | 38.28% | N | 854.865 | 10.53%
WGA | WGA 504 | Medium Priority Network | 32.47% | 53.72% | 13.81% | N | 3657.483 | 21.52% | GOOD/CURRENT OPPORTUNITY | 981.3225
WGA | WGA 505 | Medium Priority Network | 83.04% | 14.39% | 2.562% | N | 7277.357 | 50.98% | GOOD/CURRENT OPPORTUNITY | 3817.8876
WGA | WGA 507 |  | 1.524% | 84.15% | 14.33% | N | 721.968 | 7.927%
WGA | WGA 508 | Medium Priority Network | 83.61% | 14.71% | 1.676% | N | 5156.935 | 50% | GOOD/CURRENT OPPORTUNITY | 884.8258
WLN | WLN 504 |  | 0% | 71.72% | 28.28% | N | 226.026 | 11.11% | Projects in progress
WLN | WLN 505 |  | 0.9852% | 79.8% | 19.21% | N | 603.42 | 13.79% | Projects in progress
WLN | WLN 507 |  | 96.54% | 2.473% | 0.9893% | N | 5969.948 | 51.1% | Projects in progress
WLN | WLN 508 |  | 97.88% | 1.828% | 0.2886% | N | 6945.218 | 52.84% | Projects in progress
WNO | WNO 502 | Medium Priority Network | 94.52% | 4.502% | 0.9776% | N | 8377.277 | 48.73% | GOOD/CURRENT OPPORTUNITY | 9149.7933
WNO | WNO 503 |  | 97.67% | 1.681% | 0.6536% | N | 1938.978 | 39.4%
WNO | WNO 504 |  | 92.37% | 4.315% | 3.315% | N | 4403.611 | 50.03%
WNO | WNO 506 | Medium Priority Network | 97.66% | 1.667% | 0.6733% | N | 5639.54 | 43.86% | GOOD/CURRENT OPPORTUNITY | 3801.1328
WNO | WNO 510 | Medium Priority Network | 91.72% | 5.331% | 2.95% | N | 2684.116 | 31.99% | GOOD/CURRENT OPPORTUNITY | 628.7438
WNO | WNO 514 | Medium Priority Network | 97.03% | 2.092% | 0.8759% | N | 7687.628 | 43.26% | GOOD/CURRENT OPPORTUNITY | 6028.8776
WNO | WNO 515 |  | 83.89% | 12.75% | 3.356% | N | 201.754 | 24.83%
WNO | WNO 519 |  | 94.92% | 3.175% | 1.905% | N | 2166.384 | 44.66%
WNO | WNO 521 |  | 79.49% | 14.79% | 5.723% | N | 554.416 | 13.35%
WNO | WNO 522 | Medium Priority Network | 98.11% | 0.9883% | 0.8985% | N | 5348.271 | 55.03% | GOOD/CURRENT OPPORTUNITY | 772.1739
WNO | WNO 524 | Medium Priority Network | 91.55% | 4.93% | 3.521% | N | 2967.6 | 49.69% | GOOD/CURRENT OPPORTUNITY | 6818.2223
Y | Y 316F |  | 92.12% | 6.36% | 1.519% | N | 1308.651 | 14.38%
Y | Y 316R |  | 92.42% | 7.104% | 0.4781% | N | 1935.836 | 26.78%
Y | Y 317F |  | 78.26% | 17.49% | 4.253% | N | 868.726 | 12.38%
Y | Y 317R |  | 89.92% | 8.889% | 1.19% | N | 748.169 | 13.25%
Y | Y 326F |  | 88.01% | 10.52% | 1.472% | N | 1636.74 | 11.74%
Y | Y 327F |  | 96.13% | 3.462% | 0.4073% | N | 2831.274 | 29.38%
Y | Y 327R |  | 90.18% | 9.184% | 0.6351% | N | 1946.038 | 20.22%
Y | Y 343F |  | 95.42% | 3.785% | 0.7937% | N | 2093.006 | 26.86%
Y | Y 343R |  | 90.17% | 7.792% | 2.041% | N | 638.865 | 12.15%
Y | Y 344R |  | 95.78% | 3.672% | 0.5469% | N | 1751.969 | 28.67%
Y | Y 345R |  | 93.41% | 5.728% | 0.8592% | N | 2067.189 | 20.81%
Y | Y 347R |  | 93.77% | 5.179% | 1.051% | N | 1503.283 | 14.49%
Y | Y 348R |  | 95.12% | 4.537% | 0.3403% | N | 2076.846 | 18.45%
YP | YP 502 |  | 96.54% | 2.784% | 0.6719% | N | 7544.512 | 40.1% | Projects in progress
YP | YP 505 |  | 97.93% | 1.499% | 0.5677% | N | 8325.717 | 46.8% | Projects in progress
YP | YP 507 |  | 77.3% | 9.546% | 13.15% | N | 2226.753 | 39.35% | Projects in progress
YP | YP 514 |  | 94.66% | 4.219% | 1.12% | N | 8432.783 | 45.29% | Projects in progress
YP | YP 517 |  | 86.55% | 7.309% | 6.143% | N | 2746.888 | 35.38% | Projects in progress
YP | YP 530 |  | 97.1% | 1.984% | 0.9203% | N | 6625.794 | 47.31% | Projects in progress

## NOM2024 DSTR Data
LEGEND
Strong Candidate | Highest priority DSTR requiring future over-utilisation mitigation
Good Candidate | Secondary priority DSTR requiring future over-utilisation mitigation
DSTR_ID | DSTR_NAME | LATITUDE | LONGITUDE | LGA_NAME | SUBURB | MV FEEDER | ZONE SUBSTATION (ZSS) | DSTR RATING (kVA) | DSTR UTILISATION | COUNT OF CUSTOMERS SUPPLIED (MAR 2023) | INSTALLED EMBEDDED PV (kVA) (MAR 2023)
N1047700 | ST ANTHONY | -31.8731 | 115.8028 | STIRLING | STIRLING | A 514.0 ARKANA WEST | ARKANA | 315 |  | 164 | 146.64
N1071237 | KOOROODA | -31.8729 | 115.8441 | STIRLING | NOLLAMARA | A 503.0 ARKANA RD EAST | ARKANA | 315 |  | 271 | 142.3
N249805 | AURELIAN | -32.0457 | 115.7882 | MELVILLE | PALMYRA | AMT 506.0 2 ABSOLON ST RMU | AMHERST | 315 |  | 157 | 187.48
N2134292 | 3 MOLLOY CRT | -32.1396 | 115.8646 | COCKBURN | ATWELL | APM 504.0 179 NORTH LAKE RD 1 | AUSTRALIAN PAPER MIL | 315 |  | 144 | 220.98
N1113475 | WALMSLEY | -31.8765 | 115.9061 | BAYSWATER | NORANDA | BCH 501.0 BENARA RD WEST | BEECHBORO | 300 |  | 129 | 165.02
N1102475 | VERNON 1 | -31.8711 | 115.8922 | BAYSWATER | NORANDA | BCH 508.0 WIDGEE RD WEST | BEECHBORO | 315 |  | 131 | 176.93
N1102532 | FITZPATRICK | -31.8735 | 115.9029 | BAYSWATER | NORANDA | BCH 508.0 WIDGEE RD WEST | BEECHBORO | 315 |  | 140 | 207.17
N1116045 | CAPEL | -31.88 | 115.9029 | BAYSWATER | MORLEY | BCH 516.0 BEECHBORO RD SOUTH | BEECHBORO | 315 |  | 161 | 160.94
N1124240 | TIMMS | -31.8895 | 115.8978 | BAYSWATER | MORLEY | BCH 516.0 BEECHBORO RD SOUTH | BEECHBORO | 315 |  | 162 | 145.11
N958783 | GABRIEL 2 | -31.9639 | 115.9429 | BELMONT | CLOVERDALE | BEL 511.0 WRIGHT ST | BELMONT | 315 |  | 239 | 85.94
N959593 | DALY 2 | -31.9589 | 115.945 | BELMONT | CLOVERDALE | BEL 511.0 WRIGHT ST | BELMONT | 315 |  | 164 | 108.55
N2858170 | 20 STERNER AV | -32.1407 | 115.8489 | COCKBURN | SUCCESS | BIB 505.0 L4 BUCKLEY ST RMU | BIBRA LAKE | 500 |  | 179 | 437.84
N254150 | OPP 12 ORWELL CT | -32.1212 | 115.7911 | COCKBURN | LAKE COOGEE | BIB 539.0 139 BARRINGTON ST | BIBRA LAKE | 300 |  | 116 | 211.97
N3316337 | L470 NINGALOO RISE | -32.1273 | 115.8045 | COCKBURN | YANGEBUP | BIB 539.0 139 BARRINGTON ST | BIBRA LAKE | 500 |  | 159 | 373.38
N4050361 | 20 DERWENT CR | -32.1353 | 115.8491 | COCKBURN | SUCCESS | BIB 540.0 L203 WENTWORTH PDE | BIBRA LAKE | 630 |  | 220 | 464.06
N4066070 | 30 MANLEY ST | -32.0113 | 115.933 | CANNING | CANNINGTON | BTY 535.0 MILLS ST | BENTLEY | 500 |  | 246 | 146.44
N595951 | BODICOAT | -32.1672 | 116.0004 | ARMADALE | BROOKDALE | BYF 515.0 BUTCHER/THOMAS RD | BYFORD | 315 |  | 149 | 221.41
N790541 | LUSCOMBE | -32.122 | 115.7692 | COCKBURN | COOGEE | CC 501.0 RUSSELL RD WEST | COCKBURN CEMENT | 315 |  | 121 | 238.109
N3327186 | L617 ZODIAC LOOP | -32.1497 | 115.8604 | COCKBURN | ATWELL | CC 507.0 HAMMOND RD | COCKBURN CEMENT | 500 |  | 129 | 366.11
N2812902 | SUBIACO SQUARE RETAIL 1 TX1 | -31.9436 | 115.8239 | SUBIACO | SUBIACO | CK 349.0 90 ROBERTS RD | COOK STREET | 630 |  | 0 | 0
N1672739 | OPP 10 MORIALTA AV | -31.6662 | 115.6981 | WANNEROO | QUINNS ROCKS | CKN 504.0 81 TAPPING WAY | CLARKSON | 315 |  | 137 | 289.99
N1739553 | 25F PORT JACKSON PDE | -31.6625 | 115.7001 | WANNEROO | QUINNS ROCKS | CKN 504.0 81 TAPPING WAY | CLARKSON | 315 |  | 149 | 249.65
N2102969 | ALLARA | -31.6664 | 115.7027 | WANNEROO | QUINNS ROCKS | CKN 504.0 81 TAPPING WAY | CLARKSON | 315 |  | 144 | 289.21
N2780077 | ANTIBES CT | -31.6781 | 115.7112 | WANNEROO | MINDARIE | CKN 508.0 BELLPORT 1 RMU | CLARKSON | 315 |  | 114 | 172.92
N984303 | JUBILEE | -31.9757 | 115.8698 | SOUTH PERTH | SOUTH PERTH | CL 303.0 180 MILL POINT RD | CLARENCE STREET | 300 |  | 132 | 71.8
N3406783 | 296 MILL POINT RD | -31.977 | 115.8728 | SOUTH PERTH | SOUTH PERTH | CL 303.0 180 MILL POINT RD | CLARENCE STREET | 500 |  | 168 | 174.06
N977629 | OXFORD | -31.9848 | 115.8818 | SOUTH PERTH | KENSINGTON | CL 312.0 45 FORREST/64 MILL POINT | CLARENCE STREET | 315 |  | 110 | 182.64
N977668 | MABEL | -31.9874 | 115.8794 | SOUTH PERTH | KENSINGTON | COL 304.0 THROSSELL ST | COLLIER | 315 |  | 115 | 141.18
N987591 | 62 ERIC | -31.9921 | 115.864 | SOUTH PERTH | COMO | COL 316.0 2 AXFORD ST | COLLIER | 300 |  | 157 | 59.82
N3372769 | CORNISH CRES | -32.0199 | 115.8659 | SOUTH PERTH | MANNING | COL 317.0 40 CLYDESDALE ST | COLLIER | 630 |  | 155 | 228.44
N1228868 | 15 KULTOWN DR | -28.7166 | 114.6479 | GREATER GERALDTON | WAGGRAKINE | CPN 316.0 WAGGRAKINE | CHAPMAN | 300 |  | 130 | 205.06
N3017181 | 31 ANSTEY ST | -31.9911 | 115.7711 | CLAREMONT | CLAREMONT | CTE 304.0 L24 VIEW ST | COTTESLOE | 500 |  | 182 | 108.21
N2679213 | 47 BROOME ST | -32.0016 | 115.756 | COTTESLOE | COTTESLOE | CTE 317.0 47 BROOME ST/1 STATION ST | COTTESLOE | 630 |  | 179 | 174.75
N186449 | BANNISTER 3 | -32.0617 | 115.9235 | CANNING | CANNING VALE | CVE 517.0 COULSON WAY | CANNING VALE | 1000 |  | 1 | 0
N359258 | ROBINA | -32.0869 | 115.9994 | GOSNELLS | GOSNELLS | G 514.0 CRANDON SOUTH | GOSNELLS | 315 |  | 111 | 94.96
N1120709 | LITTLEMORE | -31.8918 | 115.9348 | BASSENDEAN | EDEN HILL | H 502.0 IOLANTHE ST | HADFIELDS | 500 |  | 189 | 300.8
N1153285 | ATTFIELD | -31.8998 | 115.9788 | SWAN | GUILDFORD | H 508.0 L268 PROSPECTOR LP | HADFIELDS | 315 |  | 144 | 139.37
N1131883 | FOYLE | -31.9141 | 115.9117 | BAYSWATER | BAYSWATER | H 516.0 249 COLLIER ST | HADFIELDS | 315 |  | 184 | 118.25
N592490 | HYLAND | -31.9101 | 115.9551 | BASSENDEAN | BASSENDEAN | H 517.0 PALMERSTON ST | HADFIELDS | 315 |  | 104 | 174.07
N1121586 | DEVON | -31.9068 | 115.9551 | BASSENDEAN | BASSENDEAN | H 517.0 PALMERSTON ST | HADFIELDS | 315 |  | 144 | 131.75
N2940213 | TOKARA | -31.8 | 115.9722 | SWAN | HENLEY BROOK | HBK 504.0 LORD ST SOUTH | HENLEY BROOK | 630 |  | 170 | 389.34
N3374585 | 41 WESTGROVE DR | -31.775 | 115.9759 | SWAN | ELLENBROOK | HBK 507.0 2 WOOLLYBUSH RD | HENLEY BROOK | 500 |  | 135 | 383.26
N2705678 | ROSSINI | -31.7937 | 115.9592 | SWAN | ELLENBROOK | HBK 508.0 20 BARRAMBIE WAY | HENLEY BROOK | 315 |  | 139 | 284.45
N4232408 | L5 KALAMUNDA RD | -31.9318 | 115.9978 | KALAMUNDA | HIGH WYCOMBE | HZM 505.0 BUSHMEAD RD | HAZELMERE | 500 |  | 271 | 301.04
N1227365 | DORADO BEACH | -31.7448 | 115.7442 | JOONDALUP | CONNOLLY | JDP 504.0 L2 SHENTON AVE | JOONDALUP | 300 |  | 109 | 220.42
N1235772 | 23 ABERFOYLE HTS | -31.7385 | 115.7425 | JOONDALUP | CURRAMBINE | JDP 504.0 L2 SHENTON AVE | JOONDALUP | 315 |  | 127 | 277.93
N1436718 | MARCO POLO | -31.7328 | 115.7427 | JOONDALUP | CURRAMBINE | JDP 504.0 L2 SHENTON AVE | JOONDALUP | 315 |  | 139 | 287.03
N1190704 | 3 BELMORE GDNS | -31.746 | 115.7304 | JOONDALUP | OCEAN REEF | MUL 518.0 TRAPPERS/CONIDAE | MULLALOO | 315 |  | 103 | 191.78
N1190873 | ADJ 3 BANKFIELD RTT | -31.7451 | 115.7337 | JOONDALUP | OCEAN REEF | MUL 518.0 TRAPPERS/CONIDAE | MULLALOO | 315 |  | 118 | 294.63
N2757716 | 11 DISCOVERY CCT | -31.7413 | 115.7273 | JOONDALUP | ILUKA | JDP 505.0 4 NEWMARKET RTT | JOONDALUP | 500 |  | 125 | 308.59
N2981349 | 23 SAINT JAMES | -31.7391 | 115.7261 | JOONDALUP | ILUKA | JDP 505.0 4 NEWMARKET RTT | JOONDALUP | 500 |  | 118 | 339.45
N3440795 | 24 MANHATTAN AVE | -31.7353 | 115.7353 | JOONDALUP | ILUKA | JDP 505.0 4 NEWMARKET RTT | JOONDALUP | 630 |  | 196 | 524.58
N1157339 | DUNSCORE | -31.7252 | 115.7397 | JOONDALUP | KINROSS | JDP 536.0 BURNS BEACH RD | JOONDALUP | 315 |  | 113 | 204.82
N1157364 | GLENCOE | -31.7233 | 115.739 | JOONDALUP | KINROSS | JDP 536.0 BURNS BEACH RD | JOONDALUP | 315 |  | 116 | 248.86
N1220521 | PORTMARNOCK | -31.7471 | 115.756 | JOONDALUP | CONNOLLY | JDP 539.0 JOONDALUP DR | JOONDALUP | 315 |  | 117 | 272.09
N1819563 | MINT HOUSE | -31.9572 | 115.8686 | PERTH | PERTH | JTE 315.0 65 FORREST AV RMU 5 | JOEL TERRACE | 1000 |  | 42 | 50
N3053074 | 25 BROCKWELL PWY | -31.812 | 115.8573 | WANNEROO | LANDSDALE | LDE 510.0 KINGSWAY | LANDSDALE | 500 |  | 159 | 395.28
N1043726 | RENEGADE SOUTH | -31.8211 | 115.8035 | JOONDALUP | KINGSLEY | LDE 519.0 100 KINGSWAY | LANDSDALE | 300 |  | 118 | 162.43
N1060865 | MOOLANDA SOUTH | -31.8188 | 115.8057 | JOONDALUP | KINGSLEY | LDE 519.0 100 KINGSWAY | LANDSDALE | 315 |  | 113 | 243.52
N3357707 | OPP 32 MARTINDALE AVE | -31.8073 | 115.83 | WANNEROO | MADELEY | LDE 523.0 161 HEPBURN AVE | LANDSDALE | 315 |  | 96 | 228.63
N1042342 | DOON | -31.8472 | 115.8173 | STIRLING | HAMERSLEY | LDE 525.0 LANDSDALE ZONE S/S 1 | LANDSDALE | 300 |  | 92 | 178.22
N1108028 | OPP 66 MEADOWVIEW CENTRAL | -31.8322 | 115.8933 | SWAN | BALLAJURA | LDE 526.0 LANDSDALE ZONE S/S 4 | LANDSDALE | 315 |  | 138 | 278.87
N3183098 | DRIFTWOOD AV | -31.883 | 115.7772 | STIRLING | KARRINYUP | MA 301.0 JOYCE ST NORTH | MANNING STREET | 630 |  | 168 | 354.51
N1009897 | MAHLBERG | -31.9011 | 115.7883 | STIRLING | WOODLANDS | MA 302.0 ANDREW & OPP 100 MILLCREST | MANNING STREET | 315 |  | 116 | 150.69
N2901302 | 42 PRINCESS | -31.9007 | 115.7844 | STIRLING | DOUBLEVIEW | MA 302.0 ANDREW & OPP 100 MILLCREST | MANNING STREET | 630 |  | 199 | 336.66
N4468403 | 121 NORTHSTEAD ST | -31.8906 | 115.7723 | STIRLING | SCARBOROUGH | MA 302.0 ANDREW & OPP 100 MILLCREST | MANNING STREET | 500 |  | 134 | 169.98
N4486211 | L5921 SHEARN CRES | -31.9013 | 115.7794 | STIRLING | DOUBLEVIEW | MA 302.0 ANDREW & OPP 100 MILLCREST | MANNING STREET | 500 |  | 199 | 193.1
N993263 | CALAIS | -31.9017 | 115.768 | STIRLING | SCARBOROUGH | MA 307.0 JOYCE STREET SOUTH | MANNING STREET | 315 |  | 178 | 94.55
N2055762 | 57F TEMPLETONIA PROM | -32.5604 | 115.6872 | MANDURAH | HALLS HEAD | MH 501.0 CLARICE ST (F)/106 WATERSI | MANDURAH | 315 |  | 151 | 315.88
N897539 | MCLARTY 3 | -32.5363 | 115.6946 | MANDURAH | HALLS HEAD | MH 502.0 ELIZABETH | MANDURAH | 315 |  | 141 | 281.53
N898570 | EVERLASTING RTT | -32.5536 | 115.6904 | MANDURAH | HALLS HEAD | MH 502.0 ELIZABETH | MANDURAH | 315 |  | 139 | 335.98
N2061406 | WILDERNESS 1 | -32.646 | 115.6417 | MANDURAH | DAWESVILLE | MH 512.0 LANYON | MANDURAH | 315 |  | 167 | 352.38
N1881497 | 2 HAVELOCK ST 2 | -31.9533 | 115.8439 | PERTH | WEST PERTH | MIL 316.0 14 SPRING ST/CUSTOM | MILLIGAN STREET | 1000 |  | 6 | 0
N3030015 | 3 POYNTON AVE | -31.8881 | 115.9995 | SWAN | MIDLAND | MJ 504.0 LLOYD ST/9 BROCKMAN RD | MIDLAND JUNCTION | 315 |  | 184 | 77.79
N1743270 | ASHBY | -31.8772 | 115.9995 | SWAN | VIVEASH | MJ 506.0 THE CRESCENT ROUNDABOUT | MIDLAND JUNCTION | 315 |  | 83 | 133.36
N1759375 | L1284 SIMMENTAL VALE | -31.8642 | 116.0447 | SWAN | STRATTON | MJ 537.0 19 ABINGDON RD | MIDLAND JUNCTION | 315 |  | 137 | 194.08
N1102612 | SNOWDROP | -31.8582 | 115.8695 | STIRLING | MIRRABOOKA | MLG 510.0 BEACH RD | MALAGA | 315 |  | 177 | 187.03
N3223593 | OPP 27 DECHAINEUX PWY | -31.8693 | 115.8696 | STIRLING | DIANELLA | MLG 510.0 BEACH RD | MALAGA | 630 |  | 173 | 401.16
N1093883 | AVOCADO | -31.8786 | 115.8734 | STIRLING | DIANELLA | MLG 527.0 12 WIDGE RD | MALAGA | 315 |  | 110 | 195.18
N1111955 | 324 THE ESPLANADE | -31.8413 | 115.8877 | SWAN | BALLAJURA | MLG 543.0 | MALAGA | 315 |  | 81 | 242.28
N1125721 | PELICAN | -31.8422 | 115.8978 | SWAN | BALLAJURA | MLG 546.0 25 FINANCE PL | MALAGA | 315 |  | 142 | 183.62
N1128294 | PETREL | -31.8404 | 115.9038 | SWAN | BALLAJURA | MLG 546.0 25 FINANCE PL | MALAGA | 315 |  | 120 | 242.28
N1148264 | OPP 77 HAMELIN DR | -31.8478 | 115.9142 | SWAN | BALLAJURA | MLG 547.0 | MALAGA | 315 |  | 164 | 283.62
N1242912 | OPP 41 HAMELIN DR | -31.8483 | 115.9103 | SWAN | BALLAJURA | MLG 547.0 | MALAGA | 315 |  | 130 | 203.5
N1108052 | 58 SEXTON RD | -31.912 | 115.8831 | STIRLING | INGLEWOOD | MO 337.0 LAWRENCE ST | MORLEY | 315 |  | 140 | 152.08
N3373037 | 32 LANCASTER ST | -31.9088 | 115.8754 | STIRLING | DIANELLA | MO 337.0 LAWRENCE ST | MORLEY | 630 |  | 286 | 253.98
N1129629 | AUGHTON | -31.9202 | 115.9176 | BAYSWATER | BAYSWATER | MO 338.0 | MORLEY | 315 |  | 139 | 218.19
N1124308 | PARK 1 | -31.9101 | 115.8956 | BAYSWATER | BEDFORD | MO 340.0 L47 CATHERINE ST | MORLEY | 315 |  | 128 | 238.69
N1131310 | SHAFTESBURY | -31.9081 | 115.8907 | BAYSWATER | BEDFORD | MO 341.0 CATHERINE ST | MORLEY | 315 |  | 138 | 158.19
N1112444 | L7428 RYAN AV | -31.8986 | 115.877 | STIRLING | DIANELLA | MO 357.0 R.A COOK RESERVE B | MORLEY | 315 |  | 200 | 99.95
N1129646 | WILLIAMSON | -31.9269 | 115.9135 | BAYSWATER | BAYSWATER | MO 361.0 GOODE ST EAST | MORLEY | 315 |  | 99 | 122.52
N566758 | MORAN ST | -31.9041 | 115.911 | BAYSWATER | EMBLETON | MO 362.0 FORT ST | MORLEY | 315 |  | 143 | 181.94
N1112418 | COODE | -31.8931 | 115.8816 | STIRLING | DIANELLA | MO 370.0 GOODE ST WEST | MORLEY | 315 |  | 126 | 101.5
N1787283 | L903 MEADOW SPRINGS | -32.4946 | 115.7489 | MANDURAH | MEADOW SPRINGS | MSS 508.0 MEADOW SPRINGS B RMU | MEADOW SPRINGS | 630 |  | 128 | 148.65
N2908087 | GLENELG 1 | -32.4904 | 115.7501 | MANDURAH | MEADOW SPRINGS | MSS 508.0 MEADOW SPRINGS B RMU | MEADOW SPRINGS | 315 |  | 120 | 240.58
N1661822 | L380 LIVORNO GDNS | -32.4 | 115.7574 | ROCKINGHAM | SECRET HARBOUR | WAI 505.0 95 THE AVENUE | WAIKIKI | 630 |  | 170 | 359.76
N1809050 | L963 SECRET HARBOUR BVD | -32.4026 | 115.7494 | ROCKINGHAM | SECRET HARBOUR | WAI 505.0 95 THE AVENUE | WAIKIKI | 630 |  | 125 | 410.48
N3418281 | BANCOURA PKWY | -32.414 | 115.7554 | ROCKINGHAM | SECRET HARBOUR | WAI 505.0 95 THE AVENUE | WAIKIKI | 500 |  | 118 | 325.53
N1174744 | CARVEL | -31.77 | 115.7475 | JOONDALUP | OCEAN REEF | MUL 503.0 OCEAN REEF RD | MULLALOO | 315 |  | 113 | 260.44
N1189468 | RANDELL | -31.7613 | 115.7363 | JOONDALUP | OCEAN REEF | MUL 518.0 TRAPPERS/CONIDAE | MULLALOO | 315 |  | 82 | 180.25
N1193182 | NAVAL | -31.758 | 115.7352 | JOONDALUP | OCEAN REEF | MUL 518.0 TRAPPERS/CONIDAE | MULLALOO | 315 |  | 116 | 289.37
N190277 | PARKWAY 2 | -32.0891 | 115.8441 | COCKBURN | BIBRA LAKE | MUR 524.0 HOPE RD | MURDOCH | 300 |  | 101 | 191.92
N934392 | BLOODWOOD | -32.0988 | 115.8478 | COCKBURN | SOUTH LAKE | MUR 524.0 HOPE RD | MURDOCH | 315 |  | 113 | 155.86
N1571211 | SAINT JAMES | -32.1075 | 115.8545 | COCKBURN | JANDAKOT | MUR 524.0 HOPE RD | MURDOCH | 630 |  | 194 | 378.5
N999511 | SHOLL | -31.8663 | 115.7564 | STIRLING | NORTH BEACH | NB 504.0 BRADWELL ST | NORTH BEACH | 315 |  | 116 | 144.68
N531056 | FERMANER | -31.8736 | 115.7804 | STIRLING | KARRINYUP | NB 508.0 CLEMENT DR | NORTH BEACH | 315 |  | 145 | 115.47
N533606 | ADJ 16 ALMADINE DR | -31.8504 | 115.771 | STIRLING | CARINE | NB 514.0 REID HWY | NORTH BEACH | 300 |  | 96 | 247.34
N1283583 | AMAROO 1 | -31.8408 | 115.7672 | JOONDALUP | DUNCRAIG | NB 514.0 REID HWY | NORTH BEACH | 315 |  | 88 | 129.83
N534382 | BERNEDALE | -31.8384 | 115.7813 | JOONDALUP | DUNCRAIG | NB 518.0 EVERINGHAM ST NORTH | NORTH BEACH | 315 |  | 124 | 263.19
N3292251 | H15/28A/5UG | -32.9765 | 117.1573 | NARROGIN | DUMBERNING | NGN 509.0 HIGHBURY | NARROGIN | 1000 |  | 1 | 0
N1075631 | 8 RICHMOND ST | -31.9334 | 115.8496 | VINCENT | NORTH PERTH | NP 303.0 RICHMOND ST | NORTH PERTH | 315 |  | 133 | 135.41
N1030886 | AMBLESIDE | -31.922 | 115.8289 | VINCENT | MOUNT HAWTHORN | NP 305.0 159 LOFTUS ST | NORTH PERTH | 315 |  | 149 | 152.86
N2329790 | EGINA | -31.9169 | 115.8324 | VINCENT | MOUNT HAWTHORN | NP 305.0 159 LOFTUS ST | NORTH PERTH | 500 |  | 126 | 235.66
N4537442 | 5 COOGEE ST | -31.9244 | 115.8376 | VINCENT | MOUNT HAWTHORN | NP 305.0 159 LOFTUS ST | NORTH PERTH | 315 |  | 144 | 228.07
N2694141 | 86 MCKENZIE ST | -31.934 | 115.8177 | CAMBRIDGE | WEMBLEY | NP 307.0 CHARLES ST SOUTH | NORTH PERTH | 630 |  | 364 | 406.59
N2411295 | NORHAM | -31.9255 | 115.8559 | VINCENT | NORTH PERTH | NP 324.0 WOODVILLE ST | NORTH PERTH | 315 |  | 126 | 186.67
N243144 | LE SOUEF 2 | -32.0604 | 115.8081 | MELVILLE | KARDINYA | OC 505.0 WEATHERBURN WAY | O'CONNOR | 315 |  | 125 | 286.54
N530884 | AITKEN 2 | -32.0506 | 115.8225 | MELVILLE | WINTHROP | OC 511.0 240 LEACH HWY | O'CONNOR | 315 |  | 112 | 221.63
N524103 | OPP 2 SUTHERLAND CR | -32.0553 | 115.8394 | MELVILLE | WINTHROP | OC 517.0 GARLING EAST | O'CONNOR | 315 |  | 108 | 267.52
N2901332 | 15 BIRCHWOOD | -31.9037 | 115.7919 | STIRLING | WOODLANDS | OP 301.0 401 SCARBOROUGH BEACH RD | OSBORNE PARK | 500 |  | 180 | 316.15
N1001339 | 102 NORMAN ST | -31.8844 | 115.7958 | STIRLING | INNALOO | OP 323.0 388 SCARBOROUGH | OSBORNE PARK | 315 |  | 186 | 121.44
N2945456 | TELFORD | -31.8946 | 115.8119 | STIRLING | STIRLING | OP 341.0 SARICH CT/ 466 SCARBOROUGH | OSBORNE PARK | 315 |  | 100 | 234.42
N2006640 | KINCH | -31.8085 | 115.7333 | JOONDALUP | HILLARYS | PBY 504.0 ENDEAVOUR RD | PADBURY | 500 |  | 101 | 298.8
N1044384 | HALIDON 2 | -31.8075 | 115.7992 | JOONDALUP | KINGSLEY | PBY 537.0 WHITFORDS AVE EAST | PADBURY | 315 |  | 134 | 243.13
N1021547 | LESUEUR | -31.819 | 115.752 | JOONDALUP | SORRENTO | PBY 508.0 56 WARBURTON AVE | PADBURY | 500 |  | 141 | 300.69
N1033711 | SHACKLETON | -31.8027 | 115.747 | JOONDALUP | HILLARYS | PBY 526.0 MARMION AVE SOUTH | PADBURY | 315 |  | 120 | 215.71
N1042494 | ADJ 3 MONTCLAIR AVE | -31.79 | 115.7868 | JOONDALUP | WOODVALE | PBY 540.0 243 GIBSON AVE | PADBURY | 315 |  | 100 | 286.56
N1174116 | CASTLEGATE | -31.779 | 115.7898 | JOONDALUP | WOODVALE | PBY 540.0 243 GIBSON AVE | PADBURY | 315 |  | 111 | 319.28
N1197931 | WESTHAVEN | -31.7872 | 115.7826 | JOONDALUP | WOODVALE | PBY 540.0 243 GIBSON AVE | PADBURY | 315 |  | 114 | 216.72
N1801686 | TIMBERLANE 2 | -31.794 | 115.7962 | JOONDALUP | WOODVALE | PBY 540.0 243 GIBSON AVE | PADBURY | 315 |  | 116 | 271.43
N1551559 | 23 MATILDA AVE | -33.2736 | 115.7235 | HARVEY | AUSTRALIND | PIC 505.0 LAPORTE 2 | PICTON 132 | 315 |  | 110 | 205.01
N2229707 | LEAKE ST | -33.3148 | 115.7206 | DARDANUP | EATON | PIC 505.0 LAPORTE 2 | PICTON 132 | 315 |  | 149 | 235.93
N1017006 | OPP 22 SUNNINGDALE CIR | -32.2869 | 115.7698 | ROCKINGHAM | COOLOONGUP | RO 503.0 ANDROMEDA | ROCKINGHAM | 315 |  | 145 | 261.53
N277955 | 22F TRITON AVE | -32.3224 | 115.7481 | ROCKINGHAM | WAIKIKI | WAI 516.0 WARNBRO SOUND AVE | WAIKIKI | 315 |  | 115 | 294.15
N817742 | CHARTHOUSE 1 | -32.3137 | 115.7463 | ROCKINGHAM | WAIKIKI | WAI 504.0 73 MALIBU RD | WAIKIKI | 315 |  | 89 | 202.72
N2940659 | ROCKINGHAM BEACH 1 | -32.2668 | 115.7418 | ROCKINGHAM | ROCKINGHAM | RO 515.0 GREGSON | ROCKINGHAM | 315 |  | 188 | 153.74
N970882 | PARK SHOPPING CENTRE 1 | -31.9854 | 115.901 | VICTORIA PARK | EAST VICTORIA PARK | RVE 503.0 53 BURSWOOD RD | RIVERVALE 132KV | 1000 |  | 1 | 0
N3289112 | 3 JUPITER ST | -31.982 | 115.9135 | VICTORIA PARK | CARLISLE | RVE 524.0 2 COOKHM RD | RIVERVALE 132KV | 315 |  | 156 | 135.03
N1001730 | NANDINA | -31.9675 | 115.7907 | NEDLANDS | MOUNT CLAREMONT | SPK 362.0 40 ALFRED RD | SHENTON PARK | 315 |  | 134 | 174.24
N2787587 | 29 CHANDLER RMBL | -32.3301 | 115.7988 | ROCKINGHAM | BALDIVIS | WAI 507.0 CNR CLYDE AV AND NAIRN DR | WAIKIKI | 315 |  | 73 | 172.25
N3224672 | OPP 17 KENDALL BVD | -32.3405 | 115.8064 | ROCKINGHAM | BALDIVIS | WAI 507.0 CNR CLYDE AV AND NAIRN DR | WAIKIKI | 630 |  | 173 | 383.28
N3350261 | OPP 11 ARDEA WAY | -32.3391 | 115.8271 | ROCKINGHAM | BALDIVIS | WAI 507.0 CNR CLYDE AV AND NAIRN DR | WAIKIKI | 500 |  | 116 | 280.83
N2806396 | OPP 21 SAN SEBASTIAN BLVD | -32.3606 | 115.7635 | ROCKINGHAM | PORT KENNEDY | WAI 516.0 WARNBRO SOUND AVE | WAIKIKI | 500 |  | 161 | 346.589
N3064399 | RIAZA PKWY | -32.3597 | 115.7668 | ROCKINGHAM | PORT KENNEDY | WAI 516.0 WARNBRO SOUND AVE | WAIKIKI | 630 |  | 199 | 379.55
N3254625 | HEWSON WY | -32.3541 | 115.7685 | ROCKINGHAM | PORT KENNEDY | WAI 516.0 WARNBRO SOUND AVE | WAIKIKI | 500 |  | 159 | 336.45
N2290186 | 23 MONTEBOURG MNDR | -32.3569 | 115.7532 | ROCKINGHAM | PORT KENNEDY | WAI 526.0 CURRIE ST | WAIKIKI | 315 |  | 145 | 291.77
N2908035 | 2 SUSO | -31.9134 | 115.7869 | STIRLING | WOODLANDS | WD 336.0 2 EDNAH ST | WEMBLEY DOWNS | 315 |  | 114 | 186.16
N981901 | REAR 6 KEANEY PL | -31.9161 | 115.7642 | CAMBRIDGE | CITY BEACH | WD 340.0 28 NORMAN ST/ULSTER RD | WEMBLEY DOWNS | 300 |  | 79 | 147.95
N1216166 | GREENFIELDS | -31.7644 | 115.8114 | WANNEROO | HOCKING | WGA 505.0 1 AMBITION GATE RMU | WANGARA | 315 |  | 129 | 229.85
N2756872 | OPP 14 SANDISON WAY | -31.799 | 115.8592 | WANNEROO | LANDSDALE | WGA 508.0 12 FORTITUDE BVD RMU | WANGARA | 315 |  | 116 | 239.56
N1348075 | KAL 0245 | -30.7744 | 121.4415 | KALGOORLIE-BOULDER | WEST KALGOORLIE | WKT 323.0 CRAIG RD | WEST KALGOORLIE TE | 500 |  | 16 | 106
N2729458 | 46 EASTWOOD PDE | -32.0923 | 115.9094 | CANNING | CANNING VALE | WLN 508.0 21 JUBAEA CT | WILLETTON | 500 |  | 178 | 412.51
N2949895 | JOONDALUP LIFESTYLE VILLAGE | -31.7375 | 115.7949 | WANNEROO | ASHBY | WNO 506.0 L306 WANNEROO RD | WANNEROO | 500 |  | 328 | 330.54
N1579352 | TT66/4 | -31.8074 | 116.3473 | NORTHAM | WUNDOWIE | WUN 506.0 TIP TOP MEATS | WUNDOWIE | 1000 |  | 3 | 0
N1074915 | GLENTWORTH | -31.8951 | 115.8386 | STIRLING | TUART HILL | Y 317.0 POWELL ST/LOCKWOOD NORTH | YOKINE | 315 |  | 214 | 106.79
N1087731 | ELLESMERE 3 | -31.9164 | 115.8478 | VINCENT | NORTH PERTH | Y 316.0 HECTOR ST/18 YARRUK ST | YOKINE | 315 |  | 116 | 115.04
N1087744 | MILLET | -31.911 | 115.8436 | STIRLING | JOONDANNA | Y 343.0 402 HECTOR/OPP 83 FLINDERS | YOKINE | 315 |  | 1 | 94.37
N1077930 | ELABANA | -31.8927 | 115.8621 | STIRLING | DIANELLA | Y 344.0 4 BLYTHE AV | YOKINE | 315 |  | 82 | 151.06
N3442787 | CRESSWELL ST | -31.9033 | 115.8675 | STIRLING | DIANELLA | Y 345.0 34 BLYTHE AV | YOKINE | 315 |  | 161 | 94.55
N1072613 | JASON | -31.8893 | 115.8429 | STIRLING | YOKINE | Y 348.0 312 CAPE ST | YOKINE | 315 |  | 157 | 103.58
N1114725 | LOCKWOOD 1 | -31.8999 | 115.8465 | STIRLING | YOKINE | Y 348.0 312 CAPE ST | YOKINE | 315 |  | 182 | 106.55
N239608 | LUFFINGHAM | -32.0419 | 115.7957 | MELVILLE | MELVILLE | AMT 506.0 2 ABSOLON ST RMU | AMHERST | 315 |  | 161 | 235.45
N1091267 | CROWHURST | -31.8828 | 115.893 | BAYSWATER | MORLEY | BCH 501.0 BENARA RD WEST | BEECHBORO | 315 |  | 166 | 189.54
N1253079 | OPP 146 HAMELIN DR | -31.8435 | 115.9142 | SWAN | BALLAJURA | MLG 547.0 | MALAGA | 315 |  | 139 | 253.39
N4731454 | BP18/281A/27/11/5/1UG | -34.3563 | 115.6832 | NANNUP | LAKE JASPER | BNP 521.0 BEENUP | BEENUP | 315 |  | 5 | 35
N2447654 | B525/20/10/41 | -33.6527 | 115.3438 | BUSSELTON | BUSSELTON | BSN 556.0 RENDEZVOUS RD RMU 3 | BUSSELTON | 630 |  | 36 | 23.16
N200274 | 5 MALLARD WAY | -32.0131 | 115.9286 | CANNING | CANNINGTON | BTY 535.0 MILLS ST | BENTLEY | 300 |  | 107 | 116.01
N2437985 | OPP 10 ELDRIDGE GR | -32.0042 | 115.9318 | CANNING | CANNINGTON | BTY 535.0 MILLS ST | BENTLEY | 315 |  | 145 | 121.27
N4157642 | 51 ARMANTA DR | -33.3623 | 115.6597 | BUNBURY | CAREY PARK | BUH 541.0 ROBERTSON DR | BUNBURY HARBOUR | 315 |  | 172 | 204.69
N2704028 | BUNNINGS | -33.334 | 115.648 | BUNBURY | BUNBURY | BUH 551.0 BUNBURY NORTH | BUNBURY HARBOUR | 630 |  | 90 | 0
N1540486 | 2/22 PEARCE PL | -33.3784 | 115.6258 | BUNBURY | USHER | BUH 552.0 SANDRIDGE RD | BUNBURY HARBOUR | 315 |  | 206 | 262.78
N2017031 | L186 KOTISINA GDNS | -32.1251 | 115.7778 | COCKBURN | LAKE COOGEE | CC 501.0 RUSSELL RD WEST | COCKBURN CEMENT | 315 |  | 146 | 203.16
N4878606 | 53 WAUHOP CIR | -32.1319 | 115.7987 | COCKBURN | BEELIAR | CC 501.0 RUSSELL RD WEST | COCKBURN CEMENT | 630 |  | 161 | 342.51
N2066253 | CHURCHILL 1 | -31.948 | 115.828 | SUBIACO | SUBIACO | CK 354.0 197 HAY ST | COOK STREET | 300 |  | 102 | 58.67
N1529126 | WHISTON | -31.68 | 115.7183 | WANNEROO | CLARKSON | CKN 507.0 869 CONNOLLY DR | CLARKSON | 315 |  | 158 | 203.35
N1186759 | ST MALO | -31.6874 | 115.7039 | WANNEROO | MINDARIE | CKN 507.0 869 CONNOLLY DR | CLARKSON | 315 |  | 147 | 168.21
N1555533 | 2 HELBY CL | -31.6646 | 115.7168 | WANNEROO | MERRIWA | CKN 536.0 OPP 2 RIDGEWOOD BVD RMU | CLARKSON | 315 |  | 161 | 278.87
N1227125 | WALYUNGA 3 | -31.6751 | 115.7304 | WANNEROO | CLARKSON | CKN 539.0 L229 WALYUNGA BVD | CLARKSON | 315 |  | 179 | 307.33
N1242280 | 123 MITCHELL ST | -28.7421 | 114.6347 | GREATER GERALDTON | SPALDING | CPN 326.0 SPALDING L/S | CHAPMAN | 315 |  | 136 | 188.42
N8268889 | 12 CAROLYN WAY 2 | -31.9707 | 115.9911 | KALAMUNDA | FORRESTFIELD | FFD 525.0 1 BEYER PL | FORRESTFIELD | 1000 |  | 1 | 0
N4323520 | 2462 ALBANY HWY | -32.0867 | 116.012 | GOSNELLS | GOSNELLS | G 514.0 CRANDON SOUTH | GOSNELLS | 500 |  | 301 | 458.31
N2326873 | 26 PARNELL PDE | -31.9138 | 115.9559 | BASSENDEAN | BASSENDEAN | H 517.0 PALMERSTON ST | HADFIELDS | 315 |  | 106 | 175.77
N3036342 | 256 ADELAIDE 3 (CAGA) | -31.9574 | 115.8659 | PERTH | PERTH | HAY 314.0 379 HAY/197 ST GEO ZONE B | HAY STREET | 1000 |  | 3 | 0
N2591760 | L1296 TANAMI CT | -31.7937 | 115.9647 | SWAN | ELLENBROOK | HBK 505.0 GNANGARA RD E | HENLEY BROOK | 630 |  | 229 | 332.119
N4096735 | L4784 ARROWSMITH AVE | -31.7658 | 115.964 | SWAN | ELLENBROOK | HBK 508.0 20 BARRAMBIE WAY | HENLEY BROOK | 500 |  | 127 | 433.61
N2046509 | CABERNET | -31.7484 | 116.0033 | SWAN | THE VINES | HBK 539.0 90 MAIN/L8045 MILLHOUSE | HENLEY BROOK | 315 |  | 91 | 218.22
N1820193 | L439 LAKESIDE DR | -31.9107 | 116.0314 | MUNDARING | HELENA VALLEY | HZM 507.0 71 BUSHMEAD RD | HAZELMERE | 500 |  | 142 | 411.75
N1174286 | 2 LOWANA CT | -31.7276 | 115.7383 | JOONDALUP | CURRAMBINE | JDP 504.0 L2 SHENTON AVE | JOONDALUP | 315 |  | 139 | 267.7
N1865703 | EDINBURGH | -31.7207 | 115.7339 | JOONDALUP | KINROSS | WNO 514.0 CONNOLLY | WANNEROO | 315 |  | 142 | 311.13
N1200447 | CONCORD | -31.7524 | 115.7598 | JOONDALUP | CONNOLLY | JDP 539.0 JOONDALUP DR | JOONDALUP | 315 |  | 116 | 324.81
N2672932 | JOHNSON 1 | -31.9451 | 115.9078 | BAYSWATER | MAYLANDS | JTE 337.0 211 PENINSULA RD | JOEL TERRACE | 630 |  | 208 | 461.99
N601259 | QUEEN | -31.9301 | 115.9084 | BAYSWATER | BAYSWATER | JTE 330.0 L405 EIGHT AVE | JOEL TERRACE | 315 |  | 152 | 158
N1065075 | WANDEARAH | -31.8135 | 115.8054 | JOONDALUP | KINGSLEY | LDE 519.0 100 KINGSWAY | LANDSDALE | 300 |  | 111 | 204.59
N1737286 | WOODVALE | -31.7959 | 115.7991 | JOONDALUP | WOODVALE | LDE 520.0 WHITFORDS AVE | LANDSDALE | 500 |  | 185 | 376.24
N3283428 | 39 REGENCY AV | -31.8097 | 115.8327 | WANNEROO | MADELEY | LDE 523.0 161 HEPBURN AVE | LANDSDALE | 500 |  | 142 | 358.09
N4355770 | 184 HUNTRISS RD | -31.891 | 115.7872 | STIRLING | DOUBLEVIEW | MA 302.0 ANDREW & OPP 100 MILLCREST | MANNING STREET | 500 |  | 302 | 170.19
N996586 | GRAND PROMENADE 3 | -31.8864 | 115.7765 | STIRLING | DOUBLEVIEW | MA 308.0 NEWBOROUGH | MANNING STREET | 315 |  | 168 | 191.24
N1522484 | WESTVIEW 2 | -31.8862 | 115.774 | STIRLING | SCARBOROUGH | MA 308.0 NEWBOROUGH | MANNING STREET | 315 |  | 150 | 166.76
N3221002 | 16 MILLIGAN ST | -31.9522 | 115.8519 | PERTH | PERTH | MIL 312.0 918HAY/560WELLINGTON ST | MILLIGAN STREET | 630 |  | 20 | 0
N1161663 | NORTH 2 | -31.8851 | 116.0106 | SWAN | MIDLAND | MJ 506.0 THE CRESCENT ROUNDABOUT | MIDLAND JUNCTION | 315 |  | 225 | 27.64
N1096508 | BELLVIEW | -31.8729 | 115.8764 | STIRLING | DIANELLA | MLG 527.0 12 WIDGE RD | MALAGA | 630 |  | 126 | 238.51
N1114917 | L39811 BAYVIEW VSTA | -31.8359 | 115.8874 | SWAN | BALLAJURA | MLG 543.0 | MALAGA | 630 |  | 121 | 249.27
N1893388 | GUADALUPE | -31.8523 | 115.9149 | SWAN | BALLAJURA | MLG 547.0 | MALAGA | 315 |  | 129 | 251.92
N1094047 | ELSEGOOD 4 | -31.9068 | 115.8777 | STIRLING | DIANELLA | MO 337.0 LAWRENCE ST | MORLEY | 315 |  | 163 | 130.33
N1131319 | 27 CLEMENT ST | -31.907 | 115.8861 | BAYSWATER | BEDFORD | MO 337.0 LAWRENCE ST | MORLEY | 315 |  | 200 | 135.4
N362144 | BIRDSONG | -32.5273 | 115.7695 | MANDURAH | GREENFIELDS | MSS 504.0 L1808 TANDURE CIR | MEADOW SPRINGS | 315 |  | 179 | 237.33
N2238087 | L403 VERMONT AVE | -32.4982 | 115.7469 | MANDURAH | MEADOW SPRINGS | MSS 508.0 MEADOW SPRINGS B RMU | MEADOW SPRINGS | 315 |  | 135 | 229.31
N277730 | 16F ELEGANT DR | -32.5286 | 115.7572 | MANDURAH | GREENFIELDS | MSS 530.0 L281 GORDON RD | MEADOW SPRINGS | 315 |  | 129 | 320.96
N1809179 | LA PALMA | -32.4019 | 115.7519 | ROCKINGHAM | SECRET HARBOUR | WAI 505.0 95 THE AVENUE | WAIKIKI | 500 |  | 113 | 315.58
N3171163 | ANVILS CI | -32.4132 | 115.7508 | ROCKINGHAM | SECRET HARBOUR | WAI 505.0 95 THE AVENUE | WAIKIKI | 630 |  | 134 | 347.39
N1179681 | 2 BUOY ST | -31.7635 | 115.7409 | JOONDALUP | OCEAN REEF | MUL 503.0 OCEAN REEF RD | MULLALOO | 315 |  | 129 | 293.63
N1200218 | LEEWAY | -31.7631 | 115.7471 | JOONDALUP | OCEAN REEF | MUL 503.0 OCEAN REEF RD | MULLALOO | 300 |  | 111 | 217
N1205777 | PRINCE REGENT 2 | -31.7584 | 115.7481 | JOONDALUP | HEATHRIDGE | MUL 503.0 OCEAN REEF RD | MULLALOO | 315 |  | 160 | 221.46
N2110729 | 8 RIDGE CL | -31.7675 | 115.7907 | JOONDALUP | EDGEWATER | MUL 509.0 MULLALOO DRIVE EAST | MULLALOO | 300 |  | 135 | 204.22
N3182002 | L479 MANCHESTER | -31.7743 | 115.8203 | WANNEROO | HOCKING | MUL 509.0 MULLALOO DRIVE EAST | MULLALOO | 315 |  | 120 | 311.73
N1179991 | SOUTHERN CROSS 1 | -31.7555 | 115.7346 | JOONDALUP | OCEAN REEF | MUL 518.0 TRAPPERS/CONIDAE | MULLALOO | 630 |  | 126 | 220.68
N533848 | CROMFORD | -31.8485 | 115.7686 | STIRLING | CARINE | NB 501.0 37 EVERINGHAM ST | NORTH BEACH | 300 |  | 55 | 240.81
N1014140 | SCARCLIFFE | -31.8506 | 115.766 | STIRLING | CARINE | NB 514.0 REID HWY | NORTH BEACH | 315 |  | 117 | 287.68
N1004227 | CLARE | -31.8342 | 115.7519 | JOONDALUP | SORRENTO | NB 519.0 BEACH RD WEST | NORTH BEACH | 315 |  | 112 | 168.89
N3166352 | CLIFF 1 | -31.8385 | 115.7532 | JOONDALUP | MARMION | NB 519.0 BEACH RD WEST | NORTH BEACH | 500 |  | 167 | 258.57
N1096643 | L3 VINE ST | -31.9327 | 115.8539 | VINCENT | NORTH PERTH | NP 307.0 CHARLES ST SOUTH | NORTH PERTH | 315 |  | 116 | 180.02
N1093185 | 13 CORONATION ST | -31.9271 | 115.848 | VINCENT | NORTH PERTH | NP 321.0 CHARLES ST NORTH | NORTH PERTH | 315 |  | 113 | 163.19
N1083275 | HUNTER ST | -31.9228 | 115.8537 | VINCENT | NORTH PERTH | NP 324.0 WOODVILLE ST | NORTH PERTH | 315 |  | 161 | 226.68
N494688 | NORTHMORE | -32.0498 | 115.8176 | MELVILLE | WINTHROP | OC 501.0 ANTILL L/S | O'CONNOR | 315 |  | 152 | 272.48
N1001347 | LANGLEY EAST | -31.8876 | 115.7957 | STIRLING | INNALOO | OP 323.0 388 SCARBOROUGH | OSBORNE PARK | 315 |  | 204 | 95.89
N1036588 | W POULTRY 1 | -31.9097 | 115.8181 | STIRLING | OSBORNE PARK | OP 325.0 16 FROBISHER ST | OSBORNE PARK | 1000 |  | 2 | 0
N1052024 | 30 DALMAIN ST | -31.816 | 115.7937 | JOONDALUP | KINGSLEY | PBY 507.0 83 GIBSON AVE | PADBURY | 315 |  | 121 | 293.09
N1073213 | OPP 33 PEREGRINE DR | -31.8128 | 115.7932 | JOONDALUP | KINGSLEY | PBY 507.0 83 GIBSON AVE | PADBURY | 315 |  | 126 | 290.65
N1086715 | HARNESS | -31.8049 | 115.7989 | JOONDALUP | KINGSLEY | PBY 537.0 WHITFORDS AVE EAST | PADBURY | 315 |  | 128 | 249.81
N1055038 | CATHERINE | -31.794 | 115.7902 | JOONDALUP | WOODVALE | PBY 537.0 WHITFORDS AVE EAST | PADBURY | 300 |  | 113 | 204.13
N1015772 | 2 ACHESON CR | -31.7913 | 115.783 | JOONDALUP | WOODVALE | PBY 540.0 243 GIBSON AVE | PADBURY | 315 |  | 112 | 235.37
N2231379 | 7 CLYDESDALE DR | -33.3125 | 115.7231 | DARDANUP | EATON | PIC 505.0 LAPORTE 2 | PICTON 132 | 315 |  | 151 | 210.16
N817779 | JAMAICAN | -32.311 | 115.7479 | ROCKINGHAM | WAIKIKI | WAI 504.0 73 MALIBU RD | WAIKIKI | 315 |  | 131 | 351.65
N190304 | TUDOR 2 | -32.0254 | 115.8949 | CANNING | SHELLEY | RTN 505.0 ANN WAY | RIVERTON | 315 |  | 74 | 218.01
N147270 | CASTLEMAIN | -32.0742 | 115.8826 | MELVILLE | LEEMING | RTN 522.0 PINETREE GULLY RD | RIVERTON | 315 |  | 140 | 268.57
N186287 | HILLOCK | -32.0694 | 115.883 | MELVILLE | LEEMING | RTN 522.0 PINETREE GULLY RD | RIVERTON | 315 |  | 126 | 332.22
N981137 | PLANET 1 | -31.9772 | 115.9135 | VICTORIA PARK | CARLISLE | RVE 524.0 2 COOKHM RD | RIVERVALE 132KV | 315 |  | 151 | 114.89
N941332 | DISCOVERY 1 | -32.3651 | 115.752 | ROCKINGHAM | PORT KENNEDY | WAI 505.0 95 THE AVENUE | WAIKIKI | 315 |  | 160 | 264.93
N2885395 | 37 PEVERETT LOOP | -32.337 | 115.8057 | ROCKINGHAM | BALDIVIS | WAI 507.0 CNR CLYDE AV AND NAIRN DR | WAIKIKI | 630 |  | 161 | 366.85
N524543 | ADJ 38 CORONATA DR | -32.3397 | 115.7619 | ROCKINGHAM | WARNBRO | WAI 516.0 WARNBRO SOUND AVE | WAIKIKI | 315 |  | 128 | 249.73
N2123123 | EVA LYNCH | -32.3515 | 115.766 | ROCKINGHAM | WARNBRO | WAI 516.0 WARNBRO SOUND AVE | WAIKIKI | 500 |  | 200 | 361.38
N196443 | WHARF 1 | -32.0151 | 115.9342 | CANNING | CANNINGTON | WE 524.0 QUEENS PARK | WELSHPOOL | 315 |  | 67 | 305.3
N2000204 | 61 GUNGURRU AVE | -31.7683 | 115.8175 | WANNEROO | HOCKING | WGA 505.0 1 AMBITION GATE RMU | WANGARA | 315 |  | 121 | 247.98
N1074904 | ELDORADO 3 | -31.8947 | 115.835 | STIRLING | TUART HILL | Y 316.0 HECTOR ST/18 YARRUK ST | YOKINE | 315 |  | 268 | 143.29
N1078731 | GLANTON 1 | -31.8839 | 115.8636 | STIRLING | DIANELLA | Y 327.0 MOULDEN AVE | YOKINE | 630 |  | 123 | 167.25
N1093165 | 51 CHAUCER ST | -31.904 | 115.8593 | STIRLING | YOKINE | Y 343.0 402 HECTOR/OPP 83 FLINDERS | YOKINE | 315 |  | 131 | 249.4
N1074689 | GOLFVIEW 2 | -31.8977 | 115.8477 | STIRLING | YOKINE | Y 348.0 312 CAPE ST | YOKINE | 315 |  | 148 | 132.59